## Cover
NISOC |  |  | نگهداشت و افزایش تولید میدان نفتی بینک سطح‌الارض احداث رديف تراكم گاز در ايستگاه جمع آوري بينك
PROCESS DATA SHEETS FOR INSTRUMENT DEVICES
شماره پیمان: |  |  | پروژه |  | بسته کاری | صادرکننده | تسهیلات |  | رشته | نوع مدرک | سریال | نسخه |  | شماره صفحه: 1 از 32
9184 – 073 - 053 |  |  | BK |  | GCS | PEDCO | 120 |  | PR | DT | 0032 | D02
طرح نگهداشت و افزایش تولید 27 مخزن
PROCESS DATA SHEETS FOR INSTRUMENT DEVICES نگهداشت و افزایش تولید میدان نفتی بینک
D02 |  | FEB.2023 |  | AFC |  |  |  | M.Aryafar |  |  | M.Fakharian |  | M.Mehrshad
D01 |  | SEP.2022 |  | IFA |  |  |  | M.Aryafar |  |  | M.Fakharian |  | M.Mehrshad
D00 |  | APR.2022 |  | IFC |  |  |  | M.Aryafar |  |  | M.Fakharian |  | M.Mehrshad
Rev. |  | Date |  | Purpose of Issue / Status |  |  |  | Prepared by: |  |  | Checked by: |  | Approved by: |  | CLIENT Approval
Class: 1 |  |  |  | CLIENT Doc. Number:F0Z-708776
status: | IDC: Inter-Discipline Check
IFC: Issued For Comment
IFA: Issued For Approval
AFD: Approved For Design
AFC: Approved For Construction
AFP: Approved For Purchase
AFQ: Approved For Quotation
IFI: Issued For Information
AB-R: As-Built for CLIENT Review
AB-A: As-Built –Approved

## REVISION
NISOC |  |  | نگهداشت و افزایش تولید میدان نفتی بینک سطح‌الارض احداث رديف تراكم گاز در ايستگاه جمع آوري بينك
PROCESS DATA SHEETS FOR INSTRUMENT DEVICES
شماره پیمان: |  |  | پروژه | بسته کاری |  | صادرکننده | تسهیلات | رشته | نوع مدرک | سریال |  | نسخه |  | شماره صفحه: 2 از 32
9184 – 073 - 053 |  |  | BK | GCS |  | PEDCO | 120 | PR | DT | 0032 |  | D02
REVISION RECORD SHEET
Page | D00 | D01 | D02 |  | D03 |  | D04 |  | Page |  | D00 |  | D01 |  | D02 | D03 | D04
1 | X | X | X | [5 empty] | 65
2 | X | X | X | [5 empty] | 66
3 | X | X | X | [5 empty] | 67
4 | X | X | X | [5 empty] | 68
5 | X | X | X | [5 empty] | 69
6 | X | X | X | [5 empty] | 70
7 | X | X | X | [5 empty] | 71
8 | X | X | X | [5 empty] | 72
9 | X | X | X | [5 empty] | 73
10 | X | X | X | [5 empty] | 74
11 | X | X | X | [5 empty] | 75
12 | X | X | X | [5 empty] | 76
13 | X | X | X | [5 empty] | 77
14 | X | X | X | [5 empty] | 78
15 | X | X | X | [5 empty] | 79
16 | X | X | X | [5 empty] | 80
17 | X | X | X | [5 empty] | 81
18 | X | X | X | [5 empty] | 82
19 | X | X | X | [5 empty] | 83
20 | X | X | X | [5 empty] | 84
21 | X | X | X | [5 empty] | 85
22 | X | X | X | [5 empty] | 86
23 | X | X | X | [5 empty] | 87
24 | X | X | X | [5 empty] | 88
25 | X | X | X | [5 empty] | 89
26 | X | X | X | [5 empty] | 90
27 | X | X | X | [5 empty] | 91
28 | X | X | X | [5 empty] | 92
29 | X | X | X | [5 empty] | 93
30 | X | X | X | [5 empty] | 94
31 | X | X | X | [5 empty] | 95
32 | X | X | X | [5 empty] | 96
33 | [8 empty] | 97
34 | [8 empty] | 98
35 | [8 empty] | 99
36 | [8 empty] | 100
37 | [8 empty] | 101
38 | [8 empty] | 102
39 | [8 empty] | 103
40 | [8 empty] | 104
41 | [8 empty] | 105
42 | [8 empty] | 106
43 | [8 empty] | 107
44 | [8 empty] | 108
45 | [8 empty] | 109
46 | [8 empty] | 110
47 | [8 empty] | 111
48 | [8 empty] | 112
49 | [8 empty] | 113
50 | [8 empty] | 114
51 | [8 empty] | 115
52 | [8 empty] | 116
53 | [8 empty] | 117
54 | [8 empty] | 118
55 | [8 empty] | 119
56 | [8 empty] | 120
57 | [8 empty] | 121
58 | [8 empty] | 122
59 | [8 empty] | 123
60 | [8 empty] | 124
61 | [8 empty] | 125
62 | [8 empty] | 126
63 | [8 empty] | 127
64 | [8 empty] | 128

## Note 1
NISOC |  | نگهداشت و افزایش تولید میدان نفتی بینک سطح‌الارض احداث رديف تراكم گاز در ايستگاه جمع آوري بينك
PROCESS DATA SHEETS FOR INSTRUMENT DEVICES
شماره پیمان: |  | پروژه | بسته کاری | صادرکننده | تسهیلات | رشته | نوع مدرک | سریال | نسخه |  | شماره صفحه: 3 از 32
9184 – 073 - 053 |  | BK | GCS | PEDCO | 120 | PR | DT | 0032 | D02
REFERENCES:
| P&ID - GAS COMPRESSION Inlet GASPIPELINE (BINAK) | [8 empty] | BK-GCS-PEDCO-120-PR-PI-0002
| P&ID - GAS COMPRESSION Inlet GASPIPELINE (GOLKHARI) | [8 empty] | BK-GCS-PEDCO-120-PR-PI-0003
| P&ID - SLUG CATCHER SYSTEM | [8 empty] | BK-GCS-PEDCO-120-PR-PI-0004
| P&ID - GAS COMPRESSION INLET KNOCK OUT DRUM | [8 empty] | BK-GCS-PEDCO-120-PR-PI-0005
| P&ID - 1st STAGE GAS COMPRESSION SUCTION Drums | [8 empty] | BK-GCS-PEDCO-120-PR-PI-0006
| P&ID - 1st STAGE GAS COMPRESSION COMPRESSORS | [8 empty] | BK-GCS-PEDCO-120-PR-PI-0007
| P&ID - 1st STAGE GAS COMPRESSION AIR COOLERS | [8 empty] | BK-GCS-PEDCO-120-PR-PI-0008
| P&ID - 2nd STAGE GAS COMPRESSION SUCTION Drums | [8 empty] | BK-GCS-PEDCO-120-PR-PI-0009
| P&ID - 2nd STAGE GAS COMPRESSION COMPRESSORS | [8 empty] | BK-GCS-PEDCO-120-PR-PI-0010
| P&ID - 2nd STAGE GAS COMPRESSION AIR COOLERS | [8 empty] | BK-GCS-PEDCO-120-PR-PI-0011
| P&ID - 2nd STAGE GAS COMPRESSION DISCHARGE DRUM | [8 empty] | BK-GCS-PEDCO-120-PR-PI-0012
| P&ID - Gas Compression Dehydration Package | [8 empty] | BK-GCS-PEDCO-120-PR-PI-0013
| P&ID - Lean Glycol Storage Tank | [8 empty] | BK-GCS-PEDCO-120-PR-PI-0014
| P&ID - Instrument & Plant Air System | [8 empty] | BK-GCS-PEDCO-120-PR-PI-0015
| P&ID - Nitrogen Generation System | [8 empty] | BK-GCS-PEDCO-120-PR-PI-0016
| P&ID - Close Drain System | [8 empty] | BK-GCS-PEDCO-120-PR-PI-0017
| P&ID - Corrosion Inhibitor Package | [8 empty] | BK-GCS-PEDCO-120-PR-PI-0018
| P&ID - Methanol Injection Package | [8 empty] | BK-GCS-PEDCO-120-PR-PI-0019
| P&ID - LP Flare System | [8 empty] | BK-GCS-PEDCO-120-PR-PI-0020
| P&ID - Oily Water Sewer | [8 empty] | BK-GCS-PEDCO-120-PR-PI-0021
| P&ID - Fuel Gas System | [8 empty] | BK-GCS-PEDCO-120-PR-PI-0022
| P&ID - Diesel Oil System | [8 empty] | BK-GCS-PEDCO-120-PR-PI-0023
| P&ID - Potable Water System | [8 empty] | BK-GCS-PEDCO-120-PR-PI-0024
| P&ID - Glycol Sump Drum | [8 empty] | BK-GCS-PEDCO-120-PR-PI-0025
ABBREVIATIONS:
| CC | [6 empty] | CORROSION COUPON
| CP/T | [6 empty] | CORROSION PROBE/ TRANSMITTER
| PSHH | [6 empty] | PRESSURE SWITCH HIGH HIGH LEVEL SHUTDOWN
| PSLL | [6 empty] | PRESSURE SWITCH LOW LOW LEVEL SHUTDOWN
| PRV | [6 empty] | PRESSURE RILIEF VALVE
| PG | [6 empty] | PRESSURE GAUGE
| TG | [6 empty] | TEMPERATURE GAUGE
| TRV | [6 empty] | TEMPERATURE RILIEF VALVE
| PT | [6 empty] | PRESSURE TRANSMITTER
| ESDV | [6 empty] | EMERGENCY SHUTDOWN VALVE
| TT | [6 empty] | TEMPERATURE TRANSMITTER
| FE | [6 empty] | FLOW ELEMENT
| FT | [6 empty] | FLOW TRANSMITTER
| FCV | [6 empty] | FLOW CONTROL VALVE

## Sheet1 (2)
NISOC | [9 empty] | نگهداشت و افزایش تولید میدان نفتی بینک سطح‌الارض احداث رديف تراكم گاز در ايستگاه جمع آوري بينك
PROCESS DATA SHEETS FOR INSTRUMENT DEVICES
شماره پیمان: | [9 empty] | پروژه |  | بسته کاری |  | صادرکننده |  | تسهیلات |  | رشته |  | نوع مدرک |  | سریال |  |  |  | نسخه |  |  |  | شماره صفحه: 4 از 32
9184 – 073 - 053 | [9 empty] | BK |  | GCS |  | PEDCO |  | 120 |  | PR |  | DT |  | 0032 |  |  |  | D02
IDENTIFICATION | [7 empty] | REFERENCE | [22 empty] | PRESSURE |  |  |  | TEMPERATURE |  |  |  | REV.
ITEM | PROJECT PART |  |  | TAG NAME |  | DESCRIPTION |  | LINE/ EQUIPMENT |  |  |  |  | P&ID NO. | [5 empty] | SERVICE |  |  | DATA SHEET NO. |  |  |  | LOCAION LAYOUT DWG NO. |  |  |  |  | DESIGN (BARG) |  | OPER. (BARG) |  | DESIGN (°C) |  | OPER. (°C)
1 | Gas Compression Inlet Gas Pipeline (Binak) |  |  | PG-2101 |  | Pressure Gauge |  | GAS-111-0001-AN07-6"-PT |  |  |  |  | BK-GCS-PEDCO-120-PR-PI-0002 | [5 empty] | GAS |  |  | BK-GCS-PEDCO-120-IN-DT-0001 |  |  |  | BK-GCS-PEDCO-120-IN-PY-0003 |  |  |  |  | 18.2 |  | 7.5 |  | 85 |  | 46.11/26.67 |  | D02
2 | Gas Compression Inlet Gas Pipeline (Binak) | Gas Compression Inlet Gas Pipeline (Binak) | Gas Compression Inlet Gas Pipeline (Binak) | EZSC-2101 | EZSC-2101 | Limit Switch Close (Included in ON-OFF Valve) | Limit Switch Close (Included in ON-OFF Valve) | GAS-111-0001-AN07-6"-PT | GAS-111-0001-AN07-6"-PT | GAS-111-0001-AN07-6"-PT | GAS-111-0001-AN07-6"-PT | GAS-111-0001-AN07-6"-PT | BK-GCS-PEDCO-120-PR-PI-0002 | BK-GCS-PEDCO-120-PR-PI-0002 | BK-GCS-PEDCO-120-PR-PI-0002 | BK-GCS-PEDCO-120-PR-PI-0002 | BK-GCS-PEDCO-120-PR-PI-0002 | BK-GCS-PEDCO-120-PR-PI-0002 | GAS | GAS | GAS | BK-GCS-PEDCO-120-IN-DT-0010 | BK-GCS-PEDCO-120-IN-DT-0010 | BK-GCS-PEDCO-120-IN-DT-0010 | BK-GCS-PEDCO-120-IN-DT-0010 | BK-GCS-PEDCO-120-IN-PY-0003 | BK-GCS-PEDCO-120-IN-PY-0003 | BK-GCS-PEDCO-120-IN-PY-0003 | BK-GCS-PEDCO-120-IN-PY-0003 | BK-GCS-PEDCO-120-IN-PY-0003 | 18.2 | 18.2 | 7.5 | 7.5 | 85 | 85 | 46.11/26.67 | 46.11/26.67 | D02
3 | Gas Compression Inlet Gas Pipeline (Binak) | Gas Compression Inlet Gas Pipeline (Binak) | Gas Compression Inlet Gas Pipeline (Binak) | EZSO-2101 | EZSO-2101 | Limit Switch Open (Included in ON-OFF Valve) | Limit Switch Open (Included in ON-OFF Valve) | GAS-111-0001-AN07-6"-PT | GAS-111-0001-AN07-6"-PT | GAS-111-0001-AN07-6"-PT | GAS-111-0001-AN07-6"-PT | GAS-111-0001-AN07-6"-PT | BK-GCS-PEDCO-120-PR-PI-0002 | BK-GCS-PEDCO-120-PR-PI-0002 | BK-GCS-PEDCO-120-PR-PI-0002 | BK-GCS-PEDCO-120-PR-PI-0002 | BK-GCS-PEDCO-120-PR-PI-0002 | BK-GCS-PEDCO-120-PR-PI-0002 | GAS | GAS | GAS | BK-GCS-PEDCO-120-IN-DT-0010 | BK-GCS-PEDCO-120-IN-DT-0010 | BK-GCS-PEDCO-120-IN-DT-0010 | BK-GCS-PEDCO-120-IN-DT-0010 | BK-GCS-PEDCO-120-IN-PY-0003 | BK-GCS-PEDCO-120-IN-PY-0003 | BK-GCS-PEDCO-120-IN-PY-0003 | BK-GCS-PEDCO-120-IN-PY-0003 | BK-GCS-PEDCO-120-IN-PY-0003 | 18.2 | 18.2 | 7.5 | 7.5 | 85 | 85 | 46.11/26.67 | 46.11/26.67 | D02
4 | Gas Compression Inlet Gas Pipeline (Binak) | Gas Compression Inlet Gas Pipeline (Binak) | Gas Compression Inlet Gas Pipeline (Binak) | ESOV-2101 | ESOV-2101 | ESD Solenoid Valve | ESD Solenoid Valve | GAS-111-0001-AN07-6"-PT | GAS-111-0001-AN07-6"-PT | GAS-111-0001-AN07-6"-PT | GAS-111-0001-AN07-6"-PT | GAS-111-0001-AN07-6"-PT | BK-GCS-PEDCO-120-PR-PI-0002 | BK-GCS-PEDCO-120-PR-PI-0002 | BK-GCS-PEDCO-120-PR-PI-0002 | BK-GCS-PEDCO-120-PR-PI-0002 | BK-GCS-PEDCO-120-PR-PI-0002 | BK-GCS-PEDCO-120-PR-PI-0002 | GAS | GAS | GAS | BK-GCS-PEDCO-120-IN-DT-0010 | BK-GCS-PEDCO-120-IN-DT-0010 | BK-GCS-PEDCO-120-IN-DT-0010 | BK-GCS-PEDCO-120-IN-DT-0010 | BK-GCS-PEDCO-120-IN-PY-0003 | BK-GCS-PEDCO-120-IN-PY-0003 | BK-GCS-PEDCO-120-IN-PY-0003 | BK-GCS-PEDCO-120-IN-PY-0003 | BK-GCS-PEDCO-120-IN-PY-0003 | 18.2 | 18.2 | 7.5 | 7.5 | 85 | 85 | 46.11/26.67 | 46.11/26.67 | D02
5 | Gas Compression Inlet Gas Pipeline (Binak) | Gas Compression Inlet Gas Pipeline (Binak) | Gas Compression Inlet Gas Pipeline (Binak) | ESDV-2101 | ESDV-2101 | Emergency Shut Down Valve | Emergency Shut Down Valve | GAS-111-0001-AN07-6"-PT | GAS-111-0001-AN07-6"-PT | GAS-111-0001-AN07-6"-PT | GAS-111-0001-AN07-6"-PT | GAS-111-0001-AN07-6"-PT | BK-GCS-PEDCO-120-PR-PI-0002 | BK-GCS-PEDCO-120-PR-PI-0002 | BK-GCS-PEDCO-120-PR-PI-0002 | BK-GCS-PEDCO-120-PR-PI-0002 | BK-GCS-PEDCO-120-PR-PI-0002 | BK-GCS-PEDCO-120-PR-PI-0002 | GAS | GAS | GAS | BK-GCS-PEDCO-120-IN-DT-0010 | BK-GCS-PEDCO-120-IN-DT-0010 | BK-GCS-PEDCO-120-IN-DT-0010 | BK-GCS-PEDCO-120-IN-DT-0010 | BK-GCS-PEDCO-120-IN-PY-0003 | BK-GCS-PEDCO-120-IN-PY-0003 | BK-GCS-PEDCO-120-IN-PY-0003 | BK-GCS-PEDCO-120-IN-PY-0003 | BK-GCS-PEDCO-120-IN-PY-0003 | 18.2 | 18.2 | 7.5 | 7.5 | 85 | 85 | 46.11/26.67 | 46.11/26.67 | D02
6 | Gas Compression Inlet Gas Pipeline (Binak) | Gas Compression Inlet Gas Pipeline (Binak) | Gas Compression Inlet Gas Pipeline (Binak) | PG-2102 | PG-2102 | Pressure Gauge | Pressure Gauge | GAS-111-0001-AN07-6"-PT | GAS-111-0001-AN07-6"-PT | GAS-111-0001-AN07-6"-PT | GAS-111-0001-AN07-6"-PT | GAS-111-0001-AN07-6"-PT | BK-GCS-PEDCO-120-PR-PI-0002 | BK-GCS-PEDCO-120-PR-PI-0002 | BK-GCS-PEDCO-120-PR-PI-0002 | BK-GCS-PEDCO-120-PR-PI-0002 | BK-GCS-PEDCO-120-PR-PI-0002 | BK-GCS-PEDCO-120-PR-PI-0002 | GAS | GAS | GAS | BK-GCS-PEDCO-120-IN-DT-0001 | BK-GCS-PEDCO-120-IN-DT-0001 | BK-GCS-PEDCO-120-IN-DT-0001 | BK-GCS-PEDCO-120-IN-DT-0001 | BK-GCS-PEDCO-120-IN-PY-0003 | BK-GCS-PEDCO-120-IN-PY-0003 | BK-GCS-PEDCO-120-IN-PY-0003 | BK-GCS-PEDCO-120-IN-PY-0003 | BK-GCS-PEDCO-120-IN-PY-0003 | 18.2 | 18.2 | 7.5 | 7.5 | 85 | 85 | 46.11/26.67 | 46.11/26.67 | D02
7 | Gas Compression Inlet Gas Pipeline (Binak) | Gas Compression Inlet Gas Pipeline (Binak) | Gas Compression Inlet Gas Pipeline (Binak) | PIT-2102 | PIT-2102 | Pressure Indicating Transmitter | Pressure Indicating Transmitter | GAS-111-0001-AN07-6"-PT | GAS-111-0001-AN07-6"-PT | GAS-111-0001-AN07-6"-PT | GAS-111-0001-AN07-6"-PT | GAS-111-0001-AN07-6"-PT | BK-GCS-PEDCO-120-PR-PI-0002 | BK-GCS-PEDCO-120-PR-PI-0002 | BK-GCS-PEDCO-120-PR-PI-0002 | BK-GCS-PEDCO-120-PR-PI-0002 | BK-GCS-PEDCO-120-PR-PI-0002 | BK-GCS-PEDCO-120-PR-PI-0002 | GAS | GAS | GAS | BK-GCS-PEDCO-120-IN-DT-0004 | BK-GCS-PEDCO-120-IN-DT-0004 | BK-GCS-PEDCO-120-IN-DT-0004 | BK-GCS-PEDCO-120-IN-DT-0004 | BK-GCS-PEDCO-120-IN-PY-0003 | BK-GCS-PEDCO-120-IN-PY-0003 | BK-GCS-PEDCO-120-IN-PY-0003 | BK-GCS-PEDCO-120-IN-PY-0003 | BK-GCS-PEDCO-120-IN-PY-0003 | 18.2 | 18.2 | 7.5 | 7.5 | 85 | 85 | 46.11/26.67 | 46.11/26.67 | D02
8 | Gas Compression Inlet Gas Pipeline (Binak) | Gas Compression Inlet Gas Pipeline (Binak) | Gas Compression Inlet Gas Pipeline (Binak) | TIT-2102 | TIT-2102 | Temperature Indicating Transmitter | Temperature Indicating Transmitter | GAS-111-0001-AN07-6"-PT | GAS-111-0001-AN07-6"-PT | GAS-111-0001-AN07-6"-PT | GAS-111-0001-AN07-6"-PT | GAS-111-0001-AN07-6"-PT | BK-GCS-PEDCO-120-PR-PI-0002 | BK-GCS-PEDCO-120-PR-PI-0002 | BK-GCS-PEDCO-120-PR-PI-0002 | BK-GCS-PEDCO-120-PR-PI-0002 | BK-GCS-PEDCO-120-PR-PI-0002 | BK-GCS-PEDCO-120-PR-PI-0002 | GAS | GAS | GAS | BK-GCS-PEDCO-120-IN-DT-0005 | BK-GCS-PEDCO-120-IN-DT-0005 | BK-GCS-PEDCO-120-IN-DT-0005 | BK-GCS-PEDCO-120-IN-DT-0005 | BK-GCS-PEDCO-120-IN-PY-0003 | BK-GCS-PEDCO-120-IN-PY-0003 | BK-GCS-PEDCO-120-IN-PY-0003 | BK-GCS-PEDCO-120-IN-PY-0003 | BK-GCS-PEDCO-120-IN-PY-0003 | 18.2 | 18.2 | 7.5 | 7.5 | 85 | 85 | 46.11/26.67 | 46.11/26.67 | D02
9 | Gas Compression Inlet Gas Pipeline (Binak) | Gas Compression Inlet Gas Pipeline (Binak) | Gas Compression Inlet Gas Pipeline (Binak) | FE-2101 | FE-2101 | Flow Element | Flow Element | GAS-111-0001-AN07-6"-PT | GAS-111-0001-AN07-6"-PT | GAS-111-0001-AN07-6"-PT | GAS-111-0001-AN07-6"-PT | GAS-111-0001-AN07-6"-PT | BK-GCS-PEDCO-120-PR-PI-0002 | BK-GCS-PEDCO-120-PR-PI-0002 | BK-GCS-PEDCO-120-PR-PI-0002 | BK-GCS-PEDCO-120-PR-PI-0002 | BK-GCS-PEDCO-120-PR-PI-0002 | BK-GCS-PEDCO-120-PR-PI-0002 | GAS | GAS | GAS | BK-GCS-PEDCO-120-IN-DT-0013 | BK-GCS-PEDCO-120-IN-DT-0013 | BK-GCS-PEDCO-120-IN-DT-0013 | BK-GCS-PEDCO-120-IN-DT-0013 | BK-GCS-PEDCO-120-IN-PY-0003 | BK-GCS-PEDCO-120-IN-PY-0003 | BK-GCS-PEDCO-120-IN-PY-0003 | BK-GCS-PEDCO-120-IN-PY-0003 | BK-GCS-PEDCO-120-IN-PY-0003 | 18.2 | 18.2 | 7.5 | 7.5 | 85 | 85 | 46.11/26.67 | 46.11/26.67 | D02
10 | Gas Compression Inlet Gas Pipeline (Binak) | Gas Compression Inlet Gas Pipeline (Binak) | Gas Compression Inlet Gas Pipeline (Binak) | FIT-2101 | FIT-2101 | Flow Indicating Transmitter | Flow Indicating Transmitter | GAS-111-0001-AN07-6"-PT | GAS-111-0001-AN07-6"-PT | GAS-111-0001-AN07-6"-PT | GAS-111-0001-AN07-6"-PT | GAS-111-0001-AN07-6"-PT | BK-GCS-PEDCO-120-PR-PI-0002 | BK-GCS-PEDCO-120-PR-PI-0002 | BK-GCS-PEDCO-120-PR-PI-0002 | BK-GCS-PEDCO-120-PR-PI-0002 | BK-GCS-PEDCO-120-PR-PI-0002 | BK-GCS-PEDCO-120-PR-PI-0002 | GAS | GAS | GAS | BK-GCS-PEDCO-120-IN-DT-0012 | BK-GCS-PEDCO-120-IN-DT-0012 | BK-GCS-PEDCO-120-IN-DT-0012 | BK-GCS-PEDCO-120-IN-DT-0012 | BK-GCS-PEDCO-120-IN-PY-0003 | BK-GCS-PEDCO-120-IN-PY-0003 | BK-GCS-PEDCO-120-IN-PY-0003 | BK-GCS-PEDCO-120-IN-PY-0003 | BK-GCS-PEDCO-120-IN-PY-0003 | 18.2 | 18.2 | 7.5 | 7.5 | 85 | 85 | 46.11/26.67 | 46.11/26.67 | D02
11 | Gas Compression Inlet Gas Pipeline (Binak) | Gas Compression Inlet Gas Pipeline (Binak) | Gas Compression Inlet Gas Pipeline (Binak) | FCV-2101 | FCV-2101 | Control Valve | Control Valve | GAS-111-0001-AN07-6"-PT | GAS-111-0001-AN07-6"-PT | GAS-111-0001-AN07-6"-PT | GAS-111-0001-AN07-6"-PT | GAS-111-0001-AN07-6"-PT | BK-GCS-PEDCO-120-PR-PI-0002 | BK-GCS-PEDCO-120-PR-PI-0002 | BK-GCS-PEDCO-120-PR-PI-0002 | BK-GCS-PEDCO-120-PR-PI-0002 | BK-GCS-PEDCO-120-PR-PI-0002 | BK-GCS-PEDCO-120-PR-PI-0002 | GAS | GAS | GAS | BK-GCS-PEDCO-120-IN-DT-0011 | BK-GCS-PEDCO-120-IN-DT-0011 | BK-GCS-PEDCO-120-IN-DT-0011 | BK-GCS-PEDCO-120-IN-DT-0011 | BK-GCS-PEDCO-120-IN-PY-0003 | BK-GCS-PEDCO-120-IN-PY-0003 | BK-GCS-PEDCO-120-IN-PY-0003 | BK-GCS-PEDCO-120-IN-PY-0003 | BK-GCS-PEDCO-120-IN-PY-0003 | 18.2 | 18.2 | 7.5 | 7.5 | 85 | 85 | 46.11/26.67 | 46.11/26.67 | D02
12 | Gas Compression Inlet Gas Pipeline (Binak) | Gas Compression Inlet Gas Pipeline (Binak) | Gas Compression Inlet Gas Pipeline (Binak) | FG-2101 | FG-2101 | Rotameter | Rotameter | CHM-112-0001-AS00-3/4"-NP | CHM-112-0001-AS00-3/4"-NP | CHM-112-0001-AS00-3/4"-NP | CHM-112-0001-AS00-3/4"-NP | CHM-112-0001-AS00-3/4"-NP | BK-GCS-PEDCO-120-PR-PI-0002 | BK-GCS-PEDCO-120-PR-PI-0002 | BK-GCS-PEDCO-120-PR-PI-0002 | BK-GCS-PEDCO-120-PR-PI-0002 | BK-GCS-PEDCO-120-PR-PI-0002 | BK-GCS-PEDCO-120-PR-PI-0002 | LIQUID | LIQUID | LIQUID | BK-GCS-PEDCO-120-IN-DT-0018 | BK-GCS-PEDCO-120-IN-DT-0018 | BK-GCS-PEDCO-120-IN-DT-0018 | BK-GCS-PEDCO-120-IN-DT-0018 | BK-GCS-PEDCO-120-IN-PY-0003 | BK-GCS-PEDCO-120-IN-PY-0003 | BK-GCS-PEDCO-120-IN-PY-0003 | BK-GCS-PEDCO-120-IN-PY-0003 | BK-GCS-PEDCO-120-IN-PY-0003 | 13.9 | 13.9 | 7.7 | 7.7 | 85 | 85 | AMB | AMB | D02
13 | Gas Compression Inlet Gas Pipeline (Binak) | Gas Compression Inlet Gas Pipeline (Binak) | Gas Compression Inlet Gas Pipeline (Binak) | CP-2101 | CP-2101 | Corrosion Probe | Corrosion Probe | GAS-111-0101-AN07-6"-PT | GAS-111-0101-AN07-6"-PT | GAS-111-0101-AN07-6"-PT | GAS-111-0101-AN07-6"-PT | GAS-111-0101-AN07-6"-PT | BK-GCS-PEDCO-120-PR-PI-0002 | BK-GCS-PEDCO-120-PR-PI-0002 | BK-GCS-PEDCO-120-PR-PI-0002 | BK-GCS-PEDCO-120-PR-PI-0002 | BK-GCS-PEDCO-120-PR-PI-0002 | BK-GCS-PEDCO-120-PR-PI-0002 | LIQUID | LIQUID | LIQUID | BK-GCS-PEDCO-120-IN-DT-0014 | BK-GCS-PEDCO-120-IN-DT-0014 | BK-GCS-PEDCO-120-IN-DT-0014 | BK-GCS-PEDCO-120-IN-DT-0014 | BK-GCS-PEDCO-120-IN-PY-0003 | BK-GCS-PEDCO-120-IN-PY-0003 | BK-GCS-PEDCO-120-IN-PY-0003 | BK-GCS-PEDCO-120-IN-PY-0003 | BK-GCS-PEDCO-120-IN-PY-0003 | 18.2 | 18.2 | 7.5 | 7.5 | 85 | 85 | 46.11/26.67 | 46.11/26.67 | D02
14 | Gas Compression Inlet Gas Pipeline (Binak) | Gas Compression Inlet Gas Pipeline (Binak) | Gas Compression Inlet Gas Pipeline (Binak) | CC-2101 | CC-2101 | Corrosion Coupon | Corrosion Coupon | GAS-111-0101-AN07-6"-PT | GAS-111-0101-AN07-6"-PT | GAS-111-0101-AN07-6"-PT | GAS-111-0101-AN07-6"-PT | GAS-111-0101-AN07-6"-PT | BK-GCS-PEDCO-120-PR-PI-0002 | BK-GCS-PEDCO-120-PR-PI-0002 | BK-GCS-PEDCO-120-PR-PI-0002 | BK-GCS-PEDCO-120-PR-PI-0002 | BK-GCS-PEDCO-120-PR-PI-0002 | BK-GCS-PEDCO-120-PR-PI-0002 | LIQUID | LIQUID | LIQUID | BK-GCS-PEDCO-120-IN-DT-0014 | BK-GCS-PEDCO-120-IN-DT-0014 | BK-GCS-PEDCO-120-IN-DT-0014 | BK-GCS-PEDCO-120-IN-DT-0014 | BK-GCS-PEDCO-120-IN-PY-0003 | BK-GCS-PEDCO-120-IN-PY-0003 | BK-GCS-PEDCO-120-IN-PY-0003 | BK-GCS-PEDCO-120-IN-PY-0003 | BK-GCS-PEDCO-120-IN-PY-0003 | 18.2 | 18.2 | 7.5 | 7.5 | 85 | 85 | 46.11/26.67 | 46.11/26.67 | D02
15 | Gas Compression Inlet Gas Pipeline (Golkhari) | Gas Compression Inlet Gas Pipeline (Golkhari) | Gas Compression Inlet Gas Pipeline (Golkhari) | PG-2103 | PG-2103 | Pressure Gauge | Pressure Gauge | GAS-111-0001-FN05-8"-PT | GAS-111-0001-FN05-8"-PT | GAS-111-0001-FN05-8"-PT | GAS-111-0001-FN05-8"-PT | GAS-111-0001-FN05-8"-PT | BK-GCS-PEDCO-120-PR-PI-0003 | BK-GCS-PEDCO-120-PR-PI-0003 | BK-GCS-PEDCO-120-PR-PI-0003 | BK-GCS-PEDCO-120-PR-PI-0003 | BK-GCS-PEDCO-120-PR-PI-0003 | BK-GCS-PEDCO-120-PR-PI-0003 | GAS | GAS | GAS | BK-GCS-PEDCO-120-IN-DT-0001 | BK-GCS-PEDCO-120-IN-DT-0001 | BK-GCS-PEDCO-120-IN-DT-0001 | BK-GCS-PEDCO-120-IN-DT-0001 | BK-GCS-PEDCO-120-IN-PY-0003 | BK-GCS-PEDCO-120-IN-PY-0003 | BK-GCS-PEDCO-120-IN-PY-0003 | BK-GCS-PEDCO-120-IN-PY-0003 | BK-GCS-PEDCO-120-IN-PY-0003 | 18.2 | 18.2 | 7.5 | 7.5 | 85 | 85 | 32/15.5 | 32/15.5 | D02
16 | Gas Compression Inlet Gas Pipeline (Golkhari) | Gas Compression Inlet Gas Pipeline (Golkhari) | Gas Compression Inlet Gas Pipeline (Golkhari) | EZSC-2102 | EZSC-2102 | Limit Switch Close (Included in ON-OFF Valve) | Limit Switch Close (Included in ON-OFF Valve) | GAS-111-0001-FN05-8"-PT | GAS-111-0001-FN05-8"-PT | GAS-111-0001-FN05-8"-PT | GAS-111-0001-FN05-8"-PT | GAS-111-0001-FN05-8"-PT | BK-GCS-PEDCO-120-PR-PI-0003 | BK-GCS-PEDCO-120-PR-PI-0003 | BK-GCS-PEDCO-120-PR-PI-0003 | BK-GCS-PEDCO-120-PR-PI-0003 | BK-GCS-PEDCO-120-PR-PI-0003 | BK-GCS-PEDCO-120-PR-PI-0003 | GAS | GAS | GAS | BK-GCS-PEDCO-120-IN-DT-0010 | BK-GCS-PEDCO-120-IN-DT-0010 | BK-GCS-PEDCO-120-IN-DT-0010 | BK-GCS-PEDCO-120-IN-DT-0010 | BK-GCS-PEDCO-120-IN-PY-0003 | BK-GCS-PEDCO-120-IN-PY-0003 | BK-GCS-PEDCO-120-IN-PY-0003 | BK-GCS-PEDCO-120-IN-PY-0003 | BK-GCS-PEDCO-120-IN-PY-0003 | 18.2 | 18.2 | 7.5 | 7.5 | 85 | 85 | 32/15.5 | 32/15.5 | D02
17 | Gas Compression Inlet Gas Pipeline (Golkhari) | Gas Compression Inlet Gas Pipeline (Golkhari) | Gas Compression Inlet Gas Pipeline (Golkhari) | EZSO-2102 | EZSO-2102 | Limit Switch Open (Included in ON-OFF Valve) | Limit Switch Open (Included in ON-OFF Valve) | GAS-111-0001-FN05-8"-PT | GAS-111-0001-FN05-8"-PT | GAS-111-0001-FN05-8"-PT | GAS-111-0001-FN05-8"-PT | GAS-111-0001-FN05-8"-PT | BK-GCS-PEDCO-120-PR-PI-0003 | BK-GCS-PEDCO-120-PR-PI-0003 | BK-GCS-PEDCO-120-PR-PI-0003 | BK-GCS-PEDCO-120-PR-PI-0003 | BK-GCS-PEDCO-120-PR-PI-0003 | BK-GCS-PEDCO-120-PR-PI-0003 | GAS | GAS | GAS | BK-GCS-PEDCO-120-IN-DT-0010 | BK-GCS-PEDCO-120-IN-DT-0010 | BK-GCS-PEDCO-120-IN-DT-0010 | BK-GCS-PEDCO-120-IN-DT-0010 | BK-GCS-PEDCO-120-IN-PY-0003 | BK-GCS-PEDCO-120-IN-PY-0003 | BK-GCS-PEDCO-120-IN-PY-0003 | BK-GCS-PEDCO-120-IN-PY-0003 | BK-GCS-PEDCO-120-IN-PY-0003 | 18.2 | 18.2 | 7.5 | 7.5 | 85 | 85 | 32/15.5 | 32/15.5 | D02
18 | Gas Compression Inlet Gas Pipeline (Golkhari) | Gas Compression Inlet Gas Pipeline (Golkhari) | Gas Compression Inlet Gas Pipeline (Golkhari) | ESOV-2102 | ESOV-2102 | ESD Solenoid Valve | ESD Solenoid Valve | GAS-111-0001-FN05-8"-PT | GAS-111-0001-FN05-8"-PT | GAS-111-0001-FN05-8"-PT | GAS-111-0001-FN05-8"-PT | GAS-111-0001-FN05-8"-PT | BK-GCS-PEDCO-120-PR-PI-0003 | BK-GCS-PEDCO-120-PR-PI-0003 | BK-GCS-PEDCO-120-PR-PI-0003 | BK-GCS-PEDCO-120-PR-PI-0003 | BK-GCS-PEDCO-120-PR-PI-0003 | BK-GCS-PEDCO-120-PR-PI-0003 | GAS | GAS | GAS | BK-GCS-PEDCO-120-IN-DT-0010 | BK-GCS-PEDCO-120-IN-DT-0010 | BK-GCS-PEDCO-120-IN-DT-0010 | BK-GCS-PEDCO-120-IN-DT-0010 | BK-GCS-PEDCO-120-IN-PY-0003 | BK-GCS-PEDCO-120-IN-PY-0003 | BK-GCS-PEDCO-120-IN-PY-0003 | BK-GCS-PEDCO-120-IN-PY-0003 | BK-GCS-PEDCO-120-IN-PY-0003 | 18.2 | 18.2 | 7.5 | 7.5 | 85 | 85 | 32/15.5 | 32/15.5 | D02
19 | Gas Compression Inlet Gas Pipeline (Binak) | Gas Compression Inlet Gas Pipeline (Binak) | Gas Compression Inlet Gas Pipeline (Binak) | ESDV-2102 | ESDV-2102 | Emergency Shut Down Valve | Emergency Shut Down Valve | GAS-111-0001-FN05-8"-PT | GAS-111-0001-FN05-8"-PT | GAS-111-0001-FN05-8"-PT | GAS-111-0001-FN05-8"-PT | GAS-111-0001-FN05-8"-PT | BK-GCS-PEDCO-120-PR-PI-0003 | BK-GCS-PEDCO-120-PR-PI-0003 | BK-GCS-PEDCO-120-PR-PI-0003 | BK-GCS-PEDCO-120-PR-PI-0003 | BK-GCS-PEDCO-120-PR-PI-0003 | BK-GCS-PEDCO-120-PR-PI-0003 | GAS | GAS | GAS | BK-GCS-PEDCO-120-IN-DT-0010 | BK-GCS-PEDCO-120-IN-DT-0010 | BK-GCS-PEDCO-120-IN-DT-0010 | BK-GCS-PEDCO-120-IN-DT-0010 | BK-GCS-PEDCO-120-IN-PY-0003 | BK-GCS-PEDCO-120-IN-PY-0003 | BK-GCS-PEDCO-120-IN-PY-0003 | BK-GCS-PEDCO-120-IN-PY-0003 | BK-GCS-PEDCO-120-IN-PY-0003 | 18.2 | 18.2 | 7.5 | 7.5 | 85 | 85 | 32/15.5 | 32/15.5 | D02
20 | Gas Compression Inlet Gas Pipeline (Golkhari) | Gas Compression Inlet Gas Pipeline (Golkhari) | Gas Compression Inlet Gas Pipeline (Golkhari) | PG-2104 | PG-2104 | Pressure Gauge | Pressure Gauge | GAS-111-0001-FN05-8"-PT | GAS-111-0001-FN05-8"-PT | GAS-111-0001-FN05-8"-PT | GAS-111-0001-FN05-8"-PT | GAS-111-0001-FN05-8"-PT | BK-GCS-PEDCO-120-PR-PI-0003 | BK-GCS-PEDCO-120-PR-PI-0003 | BK-GCS-PEDCO-120-PR-PI-0003 | BK-GCS-PEDCO-120-PR-PI-0003 | BK-GCS-PEDCO-120-PR-PI-0003 | BK-GCS-PEDCO-120-PR-PI-0003 | GAS | GAS | GAS | BK-GCS-PEDCO-120-IN-DT-0001 | BK-GCS-PEDCO-120-IN-DT-0001 | BK-GCS-PEDCO-120-IN-DT-0001 | BK-GCS-PEDCO-120-IN-DT-0001 | BK-GCS-PEDCO-120-IN-PY-0003 | BK-GCS-PEDCO-120-IN-PY-0003 | BK-GCS-PEDCO-120-IN-PY-0003 | BK-GCS-PEDCO-120-IN-PY-0003 | BK-GCS-PEDCO-120-IN-PY-0003 | 18.2 | 18.2 | 7.5 | 7.5 | 85 | 85 | 32/15.5 | 32/15.5 | D02
21 | Gas Compression Inlet Gas Pipeline (Golkhari) | Gas Compression Inlet Gas Pipeline (Golkhari) | Gas Compression Inlet Gas Pipeline (Golkhari) | PIT-2104 | PIT-2104 | Pressure Indicating Transmitter | Pressure Indicating Transmitter | GAS-111-0001-FN05-8"-PT | GAS-111-0001-FN05-8"-PT | GAS-111-0001-FN05-8"-PT | GAS-111-0001-FN05-8"-PT | GAS-111-0001-FN05-8"-PT | BK-GCS-PEDCO-120-PR-PI-0003 | BK-GCS-PEDCO-120-PR-PI-0003 | BK-GCS-PEDCO-120-PR-PI-0003 | BK-GCS-PEDCO-120-PR-PI-0003 | BK-GCS-PEDCO-120-PR-PI-0003 | BK-GCS-PEDCO-120-PR-PI-0003 | GAS | GAS | GAS | BK-GCS-PEDCO-120-IN-DT-0004 | BK-GCS-PEDCO-120-IN-DT-0004 | BK-GCS-PEDCO-120-IN-DT-0004 | BK-GCS-PEDCO-120-IN-DT-0004 | BK-GCS-PEDCO-120-IN-PY-0003 | BK-GCS-PEDCO-120-IN-PY-0003 | BK-GCS-PEDCO-120-IN-PY-0003 | BK-GCS-PEDCO-120-IN-PY-0003 | BK-GCS-PEDCO-120-IN-PY-0003 | 18.2 | 18.2 | 7.5 | 7.5 | 85 | 85 | 32/15.5 | 32/15.5 | D02
22 | Gas Compression Inlet Gas Pipeline (Golkhari) | Gas Compression Inlet Gas Pipeline (Golkhari) | Gas Compression Inlet Gas Pipeline (Golkhari) | TIT-2104 | TIT-2104 | Temperature Indicating Transmitter | Temperature Indicating Transmitter | GAS-111-0001-FN05-8"-PT | GAS-111-0001-FN05-8"-PT | GAS-111-0001-FN05-8"-PT | GAS-111-0001-FN05-8"-PT | GAS-111-0001-FN05-8"-PT | BK-GCS-PEDCO-120-PR-PI-0003 | BK-GCS-PEDCO-120-PR-PI-0003 | BK-GCS-PEDCO-120-PR-PI-0003 | BK-GCS-PEDCO-120-PR-PI-0003 | BK-GCS-PEDCO-120-PR-PI-0003 | BK-GCS-PEDCO-120-PR-PI-0003 | GAS | GAS | GAS | BK-GCS-PEDCO-120-IN-DT-0005 | BK-GCS-PEDCO-120-IN-DT-0005 | BK-GCS-PEDCO-120-IN-DT-0005 | BK-GCS-PEDCO-120-IN-DT-0005 | BK-GCS-PEDCO-120-IN-PY-0003 | BK-GCS-PEDCO-120-IN-PY-0003 | BK-GCS-PEDCO-120-IN-PY-0003 | BK-GCS-PEDCO-120-IN-PY-0003 | BK-GCS-PEDCO-120-IN-PY-0003 | 18.2 | 18.2 | 7.5 | 7.5 | 85 | 85 | 32/15.5 | 32/15.5 | D02
23 | Gas Compression Inlet Gas Pipeline (Golkhari) | Gas Compression Inlet Gas Pipeline (Golkhari) | Gas Compression Inlet Gas Pipeline (Golkhari) | FE-2102 | FE-2102 | Flow Element | Flow Element | GAS-111-0001-FN05-8"-PT | GAS-111-0001-FN05-8"-PT | GAS-111-0001-FN05-8"-PT | GAS-111-0001-FN05-8"-PT | GAS-111-0001-FN05-8"-PT | BK-GCS-PEDCO-120-PR-PI-0003 | BK-GCS-PEDCO-120-PR-PI-0003 | BK-GCS-PEDCO-120-PR-PI-0003 | BK-GCS-PEDCO-120-PR-PI-0003 | BK-GCS-PEDCO-120-PR-PI-0003 | BK-GCS-PEDCO-120-PR-PI-0003 | GAS | GAS | GAS | BK-GCS-PEDCO-120-IN-DT-0013 | BK-GCS-PEDCO-120-IN-DT-0013 | BK-GCS-PEDCO-120-IN-DT-0013 | BK-GCS-PEDCO-120-IN-DT-0013 | BK-GCS-PEDCO-120-IN-PY-0003 | BK-GCS-PEDCO-120-IN-PY-0003 | BK-GCS-PEDCO-120-IN-PY-0003 | BK-GCS-PEDCO-120-IN-PY-0003 | BK-GCS-PEDCO-120-IN-PY-0003 | 18.2 | 18.2 | 7.5 | 7.5 | 85 | 85 | 32/15.5 | 32/15.5 | D02
24 | Gas Compression Inlet Gas Pipeline (Golkhari) | Gas Compression Inlet Gas Pipeline (Golkhari) | Gas Compression Inlet Gas Pipeline (Golkhari) | FIT-2102 | FIT-2102 | Flow Indicating Transmitter | Flow Indicating Transmitter | GAS-111-0001-FN05-8"-PT | GAS-111-0001-FN05-8"-PT | GAS-111-0001-FN05-8"-PT | GAS-111-0001-FN05-8"-PT | GAS-111-0001-FN05-8"-PT | BK-GCS-PEDCO-120-PR-PI-0003 | BK-GCS-PEDCO-120-PR-PI-0003 | BK-GCS-PEDCO-120-PR-PI-0003 | BK-GCS-PEDCO-120-PR-PI-0003 | BK-GCS-PEDCO-120-PR-PI-0003 | BK-GCS-PEDCO-120-PR-PI-0003 | GAS | GAS | GAS | BK-GCS-PEDCO-120-IN-DT-0012 | BK-GCS-PEDCO-120-IN-DT-0012 | BK-GCS-PEDCO-120-IN-DT-0012 | BK-GCS-PEDCO-120-IN-DT-0012 | BK-GCS-PEDCO-120-IN-PY-0003 | BK-GCS-PEDCO-120-IN-PY-0003 | BK-GCS-PEDCO-120-IN-PY-0003 | BK-GCS-PEDCO-120-IN-PY-0003 | BK-GCS-PEDCO-120-IN-PY-0003 | 18.2 | 18.2 | 7.5 | 7.5 | 85 | 85 | 32/15.5 | 32/15.5 | D02
25 | Gas Compression Inlet Gas Pipeline (Golkhari) | Gas Compression Inlet Gas Pipeline (Golkhari) | Gas Compression Inlet Gas Pipeline (Golkhari) | FCV-2102 | FCV-2102 | Control Valve | Control Valve | GAS-111-0001-FN05-8"-PT | GAS-111-0001-FN05-8"-PT | GAS-111-0001-FN05-8"-PT | GAS-111-0001-FN05-8"-PT | GAS-111-0001-FN05-8"-PT | BK-GCS-PEDCO-120-PR-PI-0003 | BK-GCS-PEDCO-120-PR-PI-0003 | BK-GCS-PEDCO-120-PR-PI-0003 | BK-GCS-PEDCO-120-PR-PI-0003 | BK-GCS-PEDCO-120-PR-PI-0003 | BK-GCS-PEDCO-120-PR-PI-0003 | GAS | GAS | GAS | BK-GCS-PEDCO-120-IN-DT-0011 | BK-GCS-PEDCO-120-IN-DT-0011 | BK-GCS-PEDCO-120-IN-DT-0011 | BK-GCS-PEDCO-120-IN-DT-0011 | BK-GCS-PEDCO-120-IN-PY-0003 | BK-GCS-PEDCO-120-IN-PY-0003 | BK-GCS-PEDCO-120-IN-PY-0003 | BK-GCS-PEDCO-120-IN-PY-0003 | BK-GCS-PEDCO-120-IN-PY-0003 | 18.2 | 18.2 | 7.5 | 7.5 | 85 | 85 | 32/15.5 | 32/15.5 | D02
26 | Gas Compression Inlet Gas Pipeline (Golkhari) | Gas Compression Inlet Gas Pipeline (Golkhari) | Gas Compression Inlet Gas Pipeline (Golkhari) | FG-2102 | FG-2102 | Rotameter | Rotameter | CHM-112-0002-AS00-3/4"-NP | CHM-112-0002-AS00-3/4"-NP | CHM-112-0002-AS00-3/4"-NP | CHM-112-0002-AS00-3/4"-NP | CHM-112-0002-AS00-3/4"-NP | BK-GCS-PEDCO-120-PR-PI-0003 | BK-GCS-PEDCO-120-PR-PI-0003 | BK-GCS-PEDCO-120-PR-PI-0003 | BK-GCS-PEDCO-120-PR-PI-0003 | BK-GCS-PEDCO-120-PR-PI-0003 | BK-GCS-PEDCO-120-PR-PI-0003 | LIQUID | LIQUID | LIQUID | BK-GCS-PEDCO-120-IN-DT-0018 | BK-GCS-PEDCO-120-IN-DT-0018 | BK-GCS-PEDCO-120-IN-DT-0018 | BK-GCS-PEDCO-120-IN-DT-0018 | BK-GCS-PEDCO-120-IN-PY-0003 | BK-GCS-PEDCO-120-IN-PY-0003 | BK-GCS-PEDCO-120-IN-PY-0003 | BK-GCS-PEDCO-120-IN-PY-0003 | BK-GCS-PEDCO-120-IN-PY-0003 | 13.9 | 13.9 | 7.7 | 7.7 | 85 | 85 | AMB | AMB | D02
27 | Gas Compression Inlet Gas Pipeline (Golkhari) | Gas Compression Inlet Gas Pipeline (Golkhari) | Gas Compression Inlet Gas Pipeline (Golkhari) | CP-2102 | CP-2102 | Corrosion Probe | Corrosion Probe | GAS-111-0001-FN05-8"-PT | GAS-111-0001-FN05-8"-PT | GAS-111-0001-FN05-8"-PT | GAS-111-0001-FN05-8"-PT | GAS-111-0001-FN05-8"-PT | BK-GCS-PEDCO-120-PR-PI-0003 | BK-GCS-PEDCO-120-PR-PI-0003 | BK-GCS-PEDCO-120-PR-PI-0003 | BK-GCS-PEDCO-120-PR-PI-0003 | BK-GCS-PEDCO-120-PR-PI-0003 | BK-GCS-PEDCO-120-PR-PI-0003 | LIQUID | LIQUID | LIQUID | BK-GCS-PEDCO-120-IN-DT-0014 | BK-GCS-PEDCO-120-IN-DT-0014 | BK-GCS-PEDCO-120-IN-DT-0014 | BK-GCS-PEDCO-120-IN-DT-0014 | BK-GCS-PEDCO-120-IN-PY-0003 | BK-GCS-PEDCO-120-IN-PY-0003 | BK-GCS-PEDCO-120-IN-PY-0003 | BK-GCS-PEDCO-120-IN-PY-0003 | BK-GCS-PEDCO-120-IN-PY-0003 | 18.2 | 18.2 | 7.5 | 7.5 | 85 | 85 | 32/15.5 | 32/15.5 | D02
28 | Gas Compression Inlet Gas Pipeline (Golkhari) | Gas Compression Inlet Gas Pipeline (Golkhari) | Gas Compression Inlet Gas Pipeline (Golkhari) | CC-2102 | CC-2102 | Corrosion Coupon | Corrosion Coupon | GAS-111-0001-FN05-8"-PT | GAS-111-0001-FN05-8"-PT | GAS-111-0001-FN05-8"-PT | GAS-111-0001-FN05-8"-PT | GAS-111-0001-FN05-8"-PT | BK-GCS-PEDCO-120-PR-PI-0003 | BK-GCS-PEDCO-120-PR-PI-0003 | BK-GCS-PEDCO-120-PR-PI-0003 | BK-GCS-PEDCO-120-PR-PI-0003 | BK-GCS-PEDCO-120-PR-PI-0003 | BK-GCS-PEDCO-120-PR-PI-0003 | LIQUID | LIQUID | LIQUID | BK-GCS-PEDCO-120-IN-DT-0014 | BK-GCS-PEDCO-120-IN-DT-0014 | BK-GCS-PEDCO-120-IN-DT-0014 | BK-GCS-PEDCO-120-IN-DT-0014 | BK-GCS-PEDCO-120-IN-PY-0003 | BK-GCS-PEDCO-120-IN-PY-0003 | BK-GCS-PEDCO-120-IN-PY-0003 | BK-GCS-PEDCO-120-IN-PY-0003 | BK-GCS-PEDCO-120-IN-PY-0003 | 18.2 | 18.2 | 7.5 | 7.5 | 85 | 85 | 32/15.5 | 32/15.5 | D02
29 | Slug Catcher System | Slug Catcher System | Slug Catcher System | FG-2112 |  | Rotameter | Rotameter | CHM-112-0021-AS00-3/4"-NP |  |  |  |  | BK-GCS-PEDCO-120-PR-PI-0004 (1 of 2) | BK-GCS-PEDCO-120-PR-PI-0004 (1 of 2) | BK-GCS-PEDCO-120-PR-PI-0004 (1 of 2) | BK-GCS-PEDCO-120-PR-PI-0004 (1 of 2) | BK-GCS-PEDCO-120-PR-PI-0004 (1 of 2) | BK-GCS-PEDCO-120-PR-PI-0004 (1 of 2) | LIQUID |  |  | BK-GCS-PEDCO-120-IN-DT-0014 | BK-GCS-PEDCO-120-IN-DT-0014 | BK-GCS-PEDCO-120-IN-DT-0014 | BK-GCS-PEDCO-120-IN-DT-0014 | BK-GCS-PEDCO-120-IN-PY-0003 | BK-GCS-PEDCO-120-IN-PY-0003 | BK-GCS-PEDCO-120-IN-PY-0003 | BK-GCS-PEDCO-120-IN-PY-0003 | BK-GCS-PEDCO-120-IN-PY-0003 | 13.9 | 13.9 | 7.7 | 7.7 | 85 | 85 | AMB | AMB | D02
30 | Slug Catcher System | Slug Catcher System | Slug Catcher System | PIT-2111 |  | Pressure Indicating Transmitter | Pressure Indicating Transmitter | GAS-111-0012-AN07-8"-PT | GAS-111-0012-AN07-8"-PT | GAS-111-0012-AN07-8"-PT | GAS-111-0012-AN07-8"-PT | GAS-111-0012-AN07-8"-PT | BK-GCS-PEDCO-120-PR-PI-0004 (1 of 2) | BK-GCS-PEDCO-120-PR-PI-0004 (1 of 2) | BK-GCS-PEDCO-120-PR-PI-0004 (1 of 2) | BK-GCS-PEDCO-120-PR-PI-0004 (1 of 2) | BK-GCS-PEDCO-120-PR-PI-0004 (1 of 2) | BK-GCS-PEDCO-120-PR-PI-0004 (1 of 2) | GAS | GAS | GAS | BK-GCS-PEDCO-120-IN-DT-0004 | BK-GCS-PEDCO-120-IN-DT-0004 | BK-GCS-PEDCO-120-IN-DT-0004 | BK-GCS-PEDCO-120-IN-DT-0004 | BK-GCS-PEDCO-120-IN-PY-0003 | BK-GCS-PEDCO-120-IN-PY-0003 | BK-GCS-PEDCO-120-IN-PY-0003 | BK-GCS-PEDCO-120-IN-PY-0003 | BK-GCS-PEDCO-120-IN-PY-0003 | 9 |  | 5.5 |  | 85 |  | 32/15.5 |  | D02
31 | Slug Catcher System | Slug Catcher System | Slug Catcher System | PSV-2111 | PSV-2111 | Pressure Safety Valve | Pressure Safety Valve | GAS-111-0013-AN07-2"-PT | GAS-111-0013-AN07-2"-PT | GAS-111-0013-AN07-2"-PT | GAS-111-0013-AN07-2"-PT | GAS-111-0013-AN07-2"-PT | BK-GCS-PEDCO-120-PR-PI-0004 (1 of 2) | BK-GCS-PEDCO-120-PR-PI-0004 (1 of 2) | BK-GCS-PEDCO-120-PR-PI-0004 (1 of 2) | BK-GCS-PEDCO-120-PR-PI-0004 (1 of 2) | BK-GCS-PEDCO-120-PR-PI-0004 (1 of 2) | BK-GCS-PEDCO-120-PR-PI-0004 (1 of 2) | GAS | GAS | GAS | BK-GCS-PEDCO-120-IN-DT-0009 | BK-GCS-PEDCO-120-IN-DT-0009 | BK-GCS-PEDCO-120-IN-DT-0009 | BK-GCS-PEDCO-120-IN-DT-0009 | BK-GCS-PEDCO-120-IN-PY-0003 | BK-GCS-PEDCO-120-IN-PY-0003 | BK-GCS-PEDCO-120-IN-PY-0003 | BK-GCS-PEDCO-120-IN-PY-0003 | BK-GCS-PEDCO-120-IN-PY-0003 | 9 |  | 5.5 |  | 85 |  | 32/15.5 |  | D02
32 | Slug Catcher System | Slug Catcher System | Slug Catcher System | PSV-2112 | PSV-2112 | Pressure Safety Valve | Pressure Safety Valve | GAS-111-0014-AN07-2"-PT | GAS-111-0014-AN07-2"-PT | GAS-111-0014-AN07-2"-PT | GAS-111-0014-AN07-2"-PT | GAS-111-0014-AN07-2"-PT | BK-GCS-PEDCO-120-PR-PI-0004 (1 of 2) | BK-GCS-PEDCO-120-PR-PI-0004 (1 of 2) | BK-GCS-PEDCO-120-PR-PI-0004 (1 of 2) | BK-GCS-PEDCO-120-PR-PI-0004 (1 of 2) | BK-GCS-PEDCO-120-PR-PI-0004 (1 of 2) | BK-GCS-PEDCO-120-PR-PI-0004 (1 of 2) | GAS | GAS | GAS | BK-GCS-PEDCO-120-IN-DT-0009 | BK-GCS-PEDCO-120-IN-DT-0009 | BK-GCS-PEDCO-120-IN-DT-0009 | BK-GCS-PEDCO-120-IN-DT-0009 | BK-GCS-PEDCO-120-IN-PY-0003 | BK-GCS-PEDCO-120-IN-PY-0003 | BK-GCS-PEDCO-120-IN-PY-0003 | BK-GCS-PEDCO-120-IN-PY-0003 | BK-GCS-PEDCO-120-IN-PY-0003 | 9 |  | 5.5 |  | 85 |  | 32/15.5 |  | D02
33 | Slug Catcher System | Slug Catcher System | Slug Catcher System | PIT-2112 | PIT-2112 | Pressure Indicating Transmitter | Pressure Indicating Transmitter | V-2104 | V-2104 | V-2104 | V-2104 | V-2104 | BK-GCS-PEDCO-120-PR-PI-0004 (1 of 2) | BK-GCS-PEDCO-120-PR-PI-0004 (1 of 2) | BK-GCS-PEDCO-120-PR-PI-0004 (1 of 2) | BK-GCS-PEDCO-120-PR-PI-0004 (1 of 2) | BK-GCS-PEDCO-120-PR-PI-0004 (1 of 2) | BK-GCS-PEDCO-120-PR-PI-0004 (1 of 2) | GAS | GAS | GAS | BK-GCS-PEDCO-120-IN-DT-0004 | BK-GCS-PEDCO-120-IN-DT-0004 | BK-GCS-PEDCO-120-IN-DT-0004 | BK-GCS-PEDCO-120-IN-DT-0004 | BK-GCS-PEDCO-120-IN-PY-0003 | BK-GCS-PEDCO-120-IN-PY-0003 | BK-GCS-PEDCO-120-IN-PY-0003 | BK-GCS-PEDCO-120-IN-PY-0003 | BK-GCS-PEDCO-120-IN-PY-0003 | 9 |  | 5.5 | 5.5 | 85 |  | 32/15.5 | 32/15.5 | D02
34 | Slug Catcher System | Slug Catcher System | Slug Catcher System | TG-2111 | TG-2111 | Temperature Gauge | Temperature Gauge | V-2104 | V-2104 | V-2104 | V-2104 | V-2104 | BK-GCS-PEDCO-120-PR-PI-0004 (1 of 2) | BK-GCS-PEDCO-120-PR-PI-0004 (1 of 2) | BK-GCS-PEDCO-120-PR-PI-0004 (1 of 2) | BK-GCS-PEDCO-120-PR-PI-0004 (1 of 2) | BK-GCS-PEDCO-120-PR-PI-0004 (1 of 2) | BK-GCS-PEDCO-120-PR-PI-0004 (1 of 2) | GAS | GAS | GAS | BK-GCS-PEDCO-120-IN-DT-0002 | BK-GCS-PEDCO-120-IN-DT-0002 | BK-GCS-PEDCO-120-IN-DT-0002 | BK-GCS-PEDCO-120-IN-DT-0002 | BK-GCS-PEDCO-120-IN-PY-0003 | BK-GCS-PEDCO-120-IN-PY-0003 | BK-GCS-PEDCO-120-IN-PY-0003 | BK-GCS-PEDCO-120-IN-PY-0003 | BK-GCS-PEDCO-120-IN-PY-0003 | 9 |  | 5.5 | 5.5 | 85 |  | 32/15.5 | 32/15.5 | D02
35 | Slug Catcher System | Slug Catcher System | Slug Catcher System | PG-2111 | PG-2111 | Pressure Gauge | Pressure Gauge | V-2104 | V-2104 | V-2104 | V-2104 | V-2104 | BK-GCS-PEDCO-120-PR-PI-0004 (1 of 2) | BK-GCS-PEDCO-120-PR-PI-0004 (1 of 2) | BK-GCS-PEDCO-120-PR-PI-0004 (1 of 2) | BK-GCS-PEDCO-120-PR-PI-0004 (1 of 2) | BK-GCS-PEDCO-120-PR-PI-0004 (1 of 2) | BK-GCS-PEDCO-120-PR-PI-0004 (1 of 2) | GAS | GAS | GAS | BK-GCS-PEDCO-120-IN-DT-0001 | BK-GCS-PEDCO-120-IN-DT-0001 | BK-GCS-PEDCO-120-IN-DT-0001 | BK-GCS-PEDCO-120-IN-DT-0001 | BK-GCS-PEDCO-120-IN-PY-0003 | BK-GCS-PEDCO-120-IN-PY-0003 | BK-GCS-PEDCO-120-IN-PY-0003 | BK-GCS-PEDCO-120-IN-PY-0003 | BK-GCS-PEDCO-120-IN-PY-0003 | 9 |  | 5.5 | 5.5 | 85 |  | 32/15.5 | 32/15.5 | D02
36 | Slug Catcher System | Slug Catcher System | Slug Catcher System | PDIT-2111 | PDIT-2111 | Differential Pressure Indicating Transmitter | Differential Pressure Indicating Transmitter | GAS-111-0019-AN07-8"-PT | GAS-111-0019-AN07-8"-PT | GAS-111-0019-AN07-8"-PT | GAS-111-0019-AN07-8"-PT | GAS-111-0019-AN07-8"-PT | BK-GCS-PEDCO-120-PR-PI-0004 (1 of 2) | BK-GCS-PEDCO-120-PR-PI-0004 (1 of 2) | BK-GCS-PEDCO-120-PR-PI-0004 (1 of 2) | BK-GCS-PEDCO-120-PR-PI-0004 (1 of 2) | BK-GCS-PEDCO-120-PR-PI-0004 (1 of 2) | BK-GCS-PEDCO-120-PR-PI-0004 (1 of 2) | GAS | GAS | GAS | BK-GCS-PEDCO-120-IN-DT-0004 | BK-GCS-PEDCO-120-IN-DT-0004 | BK-GCS-PEDCO-120-IN-DT-0004 | BK-GCS-PEDCO-120-IN-DT-0004 | BK-GCS-PEDCO-120-IN-PY-0003 | BK-GCS-PEDCO-120-IN-PY-0003 | BK-GCS-PEDCO-120-IN-PY-0003 | BK-GCS-PEDCO-120-IN-PY-0003 | BK-GCS-PEDCO-120-IN-PY-0003 | 9 |  | 5.3 | 5.3 | 85 |  | 31.86/15.35 | 31.86/15.35 | D02
37 | Slug Catcher System | Slug Catcher System | Slug Catcher System | CP-2111 | CP-2111 | Corrosion Probe | Corrosion Probe | GAS-111-0019-AN07-8"-PT | GAS-111-0019-AN07-8"-PT | GAS-111-0019-AN07-8"-PT | GAS-111-0019-AN07-8"-PT | GAS-111-0019-AN07-8"-PT | BK-GCS-PEDCO-120-PR-PI-0004 (1 of 2) | BK-GCS-PEDCO-120-PR-PI-0004 (1 of 2) | BK-GCS-PEDCO-120-PR-PI-0004 (1 of 2) | BK-GCS-PEDCO-120-PR-PI-0004 (1 of 2) | BK-GCS-PEDCO-120-PR-PI-0004 (1 of 2) | BK-GCS-PEDCO-120-PR-PI-0004 (1 of 2) | LIQUID | LIQUID | LIQUID | BK-GCS-PEDCO-120-IN-DT-0014 | BK-GCS-PEDCO-120-IN-DT-0014 | BK-GCS-PEDCO-120-IN-DT-0014 | BK-GCS-PEDCO-120-IN-DT-0014 | BK-GCS-PEDCO-120-IN-PY-0003 | BK-GCS-PEDCO-120-IN-PY-0003 | BK-GCS-PEDCO-120-IN-PY-0003 | BK-GCS-PEDCO-120-IN-PY-0003 | BK-GCS-PEDCO-120-IN-PY-0003 | 9 |  | 5.3 | 5.3 | 85 |  | 31.86/15.35 | 31.86/15.35 | D02
38 | Slug Catcher System | Slug Catcher System | Slug Catcher System | CC-2111 | CC-2111 | Corrosion Coupon | Corrosion Coupon | GAS-111-0019-AN07-8"-PT | GAS-111-0019-AN07-8"-PT | GAS-111-0019-AN07-8"-PT | GAS-111-0019-AN07-8"-PT | GAS-111-0019-AN07-8"-PT | BK-GCS-PEDCO-120-PR-PI-0004 (1 of 2) | BK-GCS-PEDCO-120-PR-PI-0004 (1 of 2) | BK-GCS-PEDCO-120-PR-PI-0004 (1 of 2) | BK-GCS-PEDCO-120-PR-PI-0004 (1 of 2) | BK-GCS-PEDCO-120-PR-PI-0004 (1 of 2) | BK-GCS-PEDCO-120-PR-PI-0004 (1 of 2) | LIQUID | LIQUID | LIQUID | BK-GCS-PEDCO-120-IN-DT-0014 | BK-GCS-PEDCO-120-IN-DT-0014 | BK-GCS-PEDCO-120-IN-DT-0014 | BK-GCS-PEDCO-120-IN-DT-0014 | BK-GCS-PEDCO-120-IN-PY-0003 | BK-GCS-PEDCO-120-IN-PY-0003 | BK-GCS-PEDCO-120-IN-PY-0003 | BK-GCS-PEDCO-120-IN-PY-0003 | BK-GCS-PEDCO-120-IN-PY-0003 | 9 |  | 5.3 | 5.3 | 85 |  | 31.86/15.35 | 31.86/15.35 | D02
39 | Slug Catcher System | Slug Catcher System | Slug Catcher System | LG-2111B | LG-2111 | Level Gauge | Level Gauge | V-2104 | V-2104 | V-2104 | V-2104 | V-2104 | BK-GCS-PEDCO-120-PR-PI-0004 (1 of 2) | BK-GCS-PEDCO-120-PR-PI-0004 (1 of 2) | BK-GCS-PEDCO-120-PR-PI-0004 (1 of 2) | BK-GCS-PEDCO-120-PR-PI-0004 (1 of 2) | BK-GCS-PEDCO-120-PR-PI-0004 (1 of 2) | BK-GCS-PEDCO-120-PR-PI-0004 (1 of 2) | LIQUID | LIQUID | LIQUID | BK-GCS-PEDCO-120-IN-DT-0003 | BK-GCS-PEDCO-120-IN-DT-0003 | BK-GCS-PEDCO-120-IN-DT-0003 | BK-GCS-PEDCO-120-IN-DT-0003 | BK-GCS-PEDCO-120-IN-PY-0003 | BK-GCS-PEDCO-120-IN-PY-0003 | BK-GCS-PEDCO-120-IN-PY-0003 | BK-GCS-PEDCO-120-IN-PY-0003 | BK-GCS-PEDCO-120-IN-PY-0003 | 9 |  | 5.3 | 5.3 | 85 |  | 31.86/15.35 | 31.86/15.35 | D02
40 | Slug Catcher System | Slug Catcher System | Slug Catcher System | LIT-2111 | LIT-2111 | Level Indicating Transmitter | Level Indicating Transmitter | V-2104 | V-2104 | V-2104 | V-2104 | V-2104 | BK-GCS-PEDCO-120-PR-PI-0004 (1 of 2) | BK-GCS-PEDCO-120-PR-PI-0004 (1 of 2) | BK-GCS-PEDCO-120-PR-PI-0004 (1 of 2) | BK-GCS-PEDCO-120-PR-PI-0004 (1 of 2) | BK-GCS-PEDCO-120-PR-PI-0004 (1 of 2) | BK-GCS-PEDCO-120-PR-PI-0004 (1 of 2) | LIQUID | LIQUID | LIQUID | BK-GCS-PEDCO-120-IN-DT-0006 | BK-GCS-PEDCO-120-IN-DT-0006 | BK-GCS-PEDCO-120-IN-DT-0006 | BK-GCS-PEDCO-120-IN-DT-0006 | BK-GCS-PEDCO-120-IN-PY-0003 | BK-GCS-PEDCO-120-IN-PY-0003 | BK-GCS-PEDCO-120-IN-PY-0003 | BK-GCS-PEDCO-120-IN-PY-0003 | BK-GCS-PEDCO-120-IN-PY-0003 | 9 |  | 5.3 | 5.3 | 85 |  | 31.86/15.35 | 31.86/15.35 | D02
41 | Slug Catcher System | Slug Catcher System | Slug Catcher System | PG-2114A | PG-2114A | Pressure Gauge | Pressure Gauge | CDH-111-0010-AS00-4"-NP | CDH-111-0010-AS00-4"-NP | CDH-111-0010-AS00-4"-NP | CDH-111-0010-AS00-4"-NP | CDH-111-0010-AS00-4"-NP | BK-GCS-PEDCO-120-PR-PI-0004 (2 of 2) | BK-GCS-PEDCO-120-PR-PI-0004 (2 of 2) | BK-GCS-PEDCO-120-PR-PI-0004 (2 of 2) | BK-GCS-PEDCO-120-PR-PI-0004 (2 of 2) | BK-GCS-PEDCO-120-PR-PI-0004 (2 of 2) | BK-GCS-PEDCO-120-PR-PI-0004 (2 of 2) | LIQUID | LIQUID | LIQUID | BK-GCS-PEDCO-120-IN-DT-0001 | BK-GCS-PEDCO-120-IN-DT-0001 | BK-GCS-PEDCO-120-IN-DT-0001 | BK-GCS-PEDCO-120-IN-DT-0001 | BK-GCS-PEDCO-120-IN-PY-0003 | BK-GCS-PEDCO-120-IN-PY-0003 | BK-GCS-PEDCO-120-IN-PY-0003 | BK-GCS-PEDCO-120-IN-PY-0003 | BK-GCS-PEDCO-120-IN-PY-0003 | 9 | 9 | 5.5 | 5.5 | 85 | 85 | 23.22/8.82 | 23.22/8.82 | D02
42 | Slug Catcher System | Slug Catcher System | Slug Catcher System | PIT-2114A | PIT-2114A | Pressure Indicating Transmitter | Pressure Indicating Transmitter | CDH-111-0010-AS00-4"-NP | CDH-111-0010-AS00-4"-NP | CDH-111-0010-AS00-4"-NP | CDH-111-0010-AS00-4"-NP | CDH-111-0010-AS00-4"-NP | BK-GCS-PEDCO-120-PR-PI-0004 (2 of 2) | BK-GCS-PEDCO-120-PR-PI-0004 (2 of 2) | BK-GCS-PEDCO-120-PR-PI-0004 (2 of 2) | BK-GCS-PEDCO-120-PR-PI-0004 (2 of 2) | BK-GCS-PEDCO-120-PR-PI-0004 (2 of 2) | BK-GCS-PEDCO-120-PR-PI-0004 (2 of 2) | LIQUID | LIQUID | LIQUID | BK-GCS-PEDCO-120-IN-DT-0004 | BK-GCS-PEDCO-120-IN-DT-0004 | BK-GCS-PEDCO-120-IN-DT-0004 | BK-GCS-PEDCO-120-IN-DT-0004 | BK-GCS-PEDCO-120-IN-PY-0003 | BK-GCS-PEDCO-120-IN-PY-0003 | BK-GCS-PEDCO-120-IN-PY-0003 | BK-GCS-PEDCO-120-IN-PY-0003 | BK-GCS-PEDCO-120-IN-PY-0003 | 9 | 9 | 5.5 | 5.5 | 85 | 85 | 23.22/8.82 | 23.22/8.82 | D02
43 | Slug Catcher System | Slug Catcher System | Slug Catcher System | PDG-2114A | PDG-2114A | Differential Pressure Gauge | Differential Pressure Gauge | CDH-111-0010-AS00-4"-NP | CDH-111-0010-AS00-4"-NP | CDH-111-0010-AS00-4"-NP | CDH-111-0010-AS00-4"-NP | CDH-111-0010-AS00-4"-NP | BK-GCS-PEDCO-120-PR-PI-0004 (2 of 2) | BK-GCS-PEDCO-120-PR-PI-0004 (2 of 2) | BK-GCS-PEDCO-120-PR-PI-0004 (2 of 2) | BK-GCS-PEDCO-120-PR-PI-0004 (2 of 2) | BK-GCS-PEDCO-120-PR-PI-0004 (2 of 2) | BK-GCS-PEDCO-120-PR-PI-0004 (2 of 2) | LIQUID | LIQUID | LIQUID | BK-GCS-PEDCO-120-IN-DT-0001 | BK-GCS-PEDCO-120-IN-DT-0001 | BK-GCS-PEDCO-120-IN-DT-0001 | BK-GCS-PEDCO-120-IN-DT-0001 | BK-GCS-PEDCO-120-IN-PY-0003 | BK-GCS-PEDCO-120-IN-PY-0003 | BK-GCS-PEDCO-120-IN-PY-0003 | BK-GCS-PEDCO-120-IN-PY-0003 | BK-GCS-PEDCO-120-IN-PY-0003 | 9 | 9 | 5.5 | 5.5 | 85 | 85 | 23.22/8.82 | 23.22/8.82 | D02
44 | Slug Catcher System | Slug Catcher System | Slug Catcher System | TG-2112A | TG-2112A | Temperature Gauge | Temperature Gauge | CDH-112-0012-CN05-3"-PT | CDH-112-0012-CN05-3"-PT | CDH-112-0012-CN05-3"-PT | CDH-112-0012-CN05-3"-PT | CDH-112-0012-CN05-3"-PT | BK-GCS-PEDCO-120-PR-PI-0004 (2 of 2) | BK-GCS-PEDCO-120-PR-PI-0004 (2 of 2) | BK-GCS-PEDCO-120-PR-PI-0004 (2 of 2) | BK-GCS-PEDCO-120-PR-PI-0004 (2 of 2) | BK-GCS-PEDCO-120-PR-PI-0004 (2 of 2) | BK-GCS-PEDCO-120-PR-PI-0004 (2 of 2) | LIQUID | LIQUID | LIQUID | BK-GCS-PEDCO-120-IN-DT-0002 | BK-GCS-PEDCO-120-IN-DT-0002 | BK-GCS-PEDCO-120-IN-DT-0002 | BK-GCS-PEDCO-120-IN-DT-0002 | BK-GCS-PEDCO-120-IN-PY-0003 | BK-GCS-PEDCO-120-IN-PY-0003 | BK-GCS-PEDCO-120-IN-PY-0003 | BK-GCS-PEDCO-120-IN-PY-0003 | BK-GCS-PEDCO-120-IN-PY-0003 | 22.5 | 22.5 | 19.5 | 19.5 | 85 | 85 | 23.22/8.82 | 23.22/8.82 | D02
45 | Slug Catcher System | Slug Catcher System | Slug Catcher System | PG-2113A | PG-2113A | Pressure Gauge | Pressure Gauge | CDH-112-0012-CN05-3"-PT | CDH-112-0012-CN05-3"-PT | CDH-112-0012-CN05-3"-PT | CDH-112-0012-CN05-3"-PT | CDH-112-0012-CN05-3"-PT | BK-GCS-PEDCO-120-PR-PI-0004 (2 of 2) | BK-GCS-PEDCO-120-PR-PI-0004 (2 of 2) | BK-GCS-PEDCO-120-PR-PI-0004 (2 of 2) | BK-GCS-PEDCO-120-PR-PI-0004 (2 of 2) | BK-GCS-PEDCO-120-PR-PI-0004 (2 of 2) | BK-GCS-PEDCO-120-PR-PI-0004 (2 of 2) | LIQUID | LIQUID | LIQUID | BK-GCS-PEDCO-120-IN-DT-0001 | BK-GCS-PEDCO-120-IN-DT-0001 | BK-GCS-PEDCO-120-IN-DT-0001 | BK-GCS-PEDCO-120-IN-DT-0001 | BK-GCS-PEDCO-120-IN-PY-0003 | BK-GCS-PEDCO-120-IN-PY-0003 | BK-GCS-PEDCO-120-IN-PY-0003 | BK-GCS-PEDCO-120-IN-PY-0003 | BK-GCS-PEDCO-120-IN-PY-0003 | 22.5 | 22.5 | 19.5 | 19.5 | 85 | 85 | 23.22/8.82 | 23.22/8.82 | D02
46 | Slug Catcher System | Slug Catcher System | Slug Catcher System | PIT-2116A | PIT-2116A | Pressure Indicating Transmitter | Pressure Indicating Transmitter | CDH-112-0012-CN05-3"-PT | CDH-112-0012-CN05-3"-PT | CDH-112-0012-CN05-3"-PT | CDH-112-0012-CN05-3"-PT | CDH-112-0012-CN05-3"-PT | BK-GCS-PEDCO-120-PR-PI-0004 (2 of 2) | BK-GCS-PEDCO-120-PR-PI-0004 (2 of 2) | BK-GCS-PEDCO-120-PR-PI-0004 (2 of 2) | BK-GCS-PEDCO-120-PR-PI-0004 (2 of 2) | BK-GCS-PEDCO-120-PR-PI-0004 (2 of 2) | BK-GCS-PEDCO-120-PR-PI-0004 (2 of 2) | LIQUID | LIQUID | LIQUID | BK-GCS-PEDCO-120-IN-DT-0004 | BK-GCS-PEDCO-120-IN-DT-0004 | BK-GCS-PEDCO-120-IN-DT-0004 | BK-GCS-PEDCO-120-IN-DT-0004 | BK-GCS-PEDCO-120-IN-PY-0003 | BK-GCS-PEDCO-120-IN-PY-0003 | BK-GCS-PEDCO-120-IN-PY-0003 | BK-GCS-PEDCO-120-IN-PY-0003 | BK-GCS-PEDCO-120-IN-PY-0003 | 22.5 | 22.5 | 19.5 | 19.5 | 85 | 85 | 23.22/8.82 | 23.22/8.82 | D02
47 | Slug Catcher System | Slug Catcher System | Slug Catcher System | FE-2111 | FE-2111 | Flow Element | Flow Element | CDH-112-0015-CN05-4"-PT | CDH-112-0015-CN05-4"-PT | CDH-112-0015-CN05-4"-PT | CDH-112-0015-CN05-4"-PT | CDH-112-0015-CN05-4"-PT | BK-GCS-PEDCO-120-PR-PI-0004 (2 of 2) | BK-GCS-PEDCO-120-PR-PI-0004 (2 of 2) | BK-GCS-PEDCO-120-PR-PI-0004 (2 of 2) | BK-GCS-PEDCO-120-PR-PI-0004 (2 of 2) | BK-GCS-PEDCO-120-PR-PI-0004 (2 of 2) | BK-GCS-PEDCO-120-PR-PI-0004 (2 of 2) | LIQUID | LIQUID | LIQUID | BK-GCS-PEDCO-120-IN-DT-0013 | BK-GCS-PEDCO-120-IN-DT-0013 | BK-GCS-PEDCO-120-IN-DT-0013 | BK-GCS-PEDCO-120-IN-DT-0013 | BK-GCS-PEDCO-120-IN-PY-0003 | BK-GCS-PEDCO-120-IN-PY-0003 | BK-GCS-PEDCO-120-IN-PY-0003 | BK-GCS-PEDCO-120-IN-PY-0003 | BK-GCS-PEDCO-120-IN-PY-0003 | 22.5 | 22.5 | 19.5 | 19.5 | 85 | 85 | 23.22/8.82 | 23.22/8.82 | D02
48 | Slug Catcher System | Slug Catcher System | Slug Catcher System | FIT-2111 | FIT-2111 | Flow Indicating Transmitter | Flow Indicating Transmitter | CDH-112-0015-CN05-4"-PT | CDH-112-0015-CN05-4"-PT | CDH-112-0015-CN05-4"-PT | CDH-112-0015-CN05-4"-PT | CDH-112-0015-CN05-4"-PT | BK-GCS-PEDCO-120-PR-PI-0004 (2 of 2) | BK-GCS-PEDCO-120-PR-PI-0004 (2 of 2) | BK-GCS-PEDCO-120-PR-PI-0004 (2 of 2) | BK-GCS-PEDCO-120-PR-PI-0004 (2 of 2) | BK-GCS-PEDCO-120-PR-PI-0004 (2 of 2) | BK-GCS-PEDCO-120-PR-PI-0004 (2 of 2) | LIQUID | LIQUID | LIQUID | BK-GCS-PEDCO-120-IN-DT-0012 | BK-GCS-PEDCO-120-IN-DT-0012 | BK-GCS-PEDCO-120-IN-DT-0012 | BK-GCS-PEDCO-120-IN-DT-0012 | BK-GCS-PEDCO-120-IN-PY-0003 | BK-GCS-PEDCO-120-IN-PY-0003 | BK-GCS-PEDCO-120-IN-PY-0003 | BK-GCS-PEDCO-120-IN-PY-0003 | BK-GCS-PEDCO-120-IN-PY-0003 | 22.5 | 22.5 | 19.5 | 19.5 | 85 | 85 | 23.22/8.82 | 23.22/8.82 | D02
49 | Slug Catcher System | Slug Catcher System | Slug Catcher System | FCV-2111 | FCV-2111 | Control Valve | Control Valve | CDH-112-0015-CN05-4"-PT | CDH-112-0015-CN05-4"-PT | CDH-112-0015-CN05-4"-PT | CDH-112-0015-CN05-4"-PT | CDH-112-0015-CN05-4"-PT | BK-GCS-PEDCO-120-PR-PI-0004 (2 of 2) | BK-GCS-PEDCO-120-PR-PI-0004 (2 of 2) | BK-GCS-PEDCO-120-PR-PI-0004 (2 of 2) | BK-GCS-PEDCO-120-PR-PI-0004 (2 of 2) | BK-GCS-PEDCO-120-PR-PI-0004 (2 of 2) | BK-GCS-PEDCO-120-PR-PI-0004 (2 of 2) | LIQUID | LIQUID | LIQUID | BK-GCS-PEDCO-120-IN-DT-0011 | BK-GCS-PEDCO-120-IN-DT-0011 | BK-GCS-PEDCO-120-IN-DT-0011 | BK-GCS-PEDCO-120-IN-DT-0011 | BK-GCS-PEDCO-120-IN-PY-0003 | BK-GCS-PEDCO-120-IN-PY-0003 | BK-GCS-PEDCO-120-IN-PY-0003 | BK-GCS-PEDCO-120-IN-PY-0003 | BK-GCS-PEDCO-120-IN-PY-0003 | 22.5 | 22.5 | 19.5 | 19.5 | 85 | 85 | 23.22/8.82 | 23.22/8.82 | D02
50 | Slug Catcher System | Slug Catcher System | Slug Catcher System | PIT-2114 | PIT-2114 | Pressure Indicating Transmitter | Pressure Indicating Transmitter | CDH-112-0015-CN05-4"-PT | CDH-112-0015-CN05-4"-PT | CDH-112-0015-CN05-4"-PT | CDH-112-0015-CN05-4"-PT | CDH-112-0015-CN05-4"-PT | BK-GCS-PEDCO-120-PR-PI-0004 (2 of 2) | BK-GCS-PEDCO-120-PR-PI-0004 (2 of 2) | BK-GCS-PEDCO-120-PR-PI-0004 (2 of 2) | BK-GCS-PEDCO-120-PR-PI-0004 (2 of 2) | BK-GCS-PEDCO-120-PR-PI-0004 (2 of 2) | BK-GCS-PEDCO-120-PR-PI-0004 (2 of 2) | LIQUID | LIQUID | LIQUID | BK-GCS-PEDCO-120-IN-DT-0004 | BK-GCS-PEDCO-120-IN-DT-0004 | BK-GCS-PEDCO-120-IN-DT-0004 | BK-GCS-PEDCO-120-IN-DT-0004 | BK-GCS-PEDCO-120-IN-PY-0003 | BK-GCS-PEDCO-120-IN-PY-0003 | BK-GCS-PEDCO-120-IN-PY-0003 | BK-GCS-PEDCO-120-IN-PY-0003 | BK-GCS-PEDCO-120-IN-PY-0003 | 24.1 | 24.1 | 18 | 18 | 85 | 85 | 24.22 | 24.22 | D02
51 | Slug Catcher System | Slug Catcher System | Slug Catcher System | EZSC-2112 | EZSC-2112 | Limit Switch Close (Included in ON-OFF Valve) | Limit Switch Close (Included in ON-OFF Valve) | CDH-112-0015-CN05-4"-PT | CDH-112-0015-CN05-4"-PT | CDH-112-0015-CN05-4"-PT | CDH-112-0015-CN05-4"-PT | CDH-112-0015-CN05-4"-PT | BK-GCS-PEDCO-120-PR-PI-0004 (2 of 2) | BK-GCS-PEDCO-120-PR-PI-0004 (2 of 2) | BK-GCS-PEDCO-120-PR-PI-0004 (2 of 2) | BK-GCS-PEDCO-120-PR-PI-0004 (2 of 2) | BK-GCS-PEDCO-120-PR-PI-0004 (2 of 2) | BK-GCS-PEDCO-120-PR-PI-0004 (2 of 2) | LIQUID | LIQUID | LIQUID | BK-GCS-PEDCO-120-IN-DT-0010 | BK-GCS-PEDCO-120-IN-DT-0010 | BK-GCS-PEDCO-120-IN-DT-0010 | BK-GCS-PEDCO-120-IN-DT-0010 | BK-GCS-PEDCO-120-IN-PY-0003 | BK-GCS-PEDCO-120-IN-PY-0003 | BK-GCS-PEDCO-120-IN-PY-0003 | BK-GCS-PEDCO-120-IN-PY-0003 | BK-GCS-PEDCO-120-IN-PY-0003 | 24.1 | 24.1 | 18 | 18 | 85 | 85 | 24.22 | 24.22 | D02
52 | Slug Catcher System | Slug Catcher System | Slug Catcher System | EZSO-2112 | EZSO-2112 | Limit Switch Open (Included in ON-OFF Valve) | Limit Switch Open (Included in ON-OFF Valve) | CDH-112-0015-CN05-4"-PT | CDH-112-0015-CN05-4"-PT | CDH-112-0015-CN05-4"-PT | CDH-112-0015-CN05-4"-PT | CDH-112-0015-CN05-4"-PT | BK-GCS-PEDCO-120-PR-PI-0004 (2 of 2) | BK-GCS-PEDCO-120-PR-PI-0004 (2 of 2) | BK-GCS-PEDCO-120-PR-PI-0004 (2 of 2) | BK-GCS-PEDCO-120-PR-PI-0004 (2 of 2) | BK-GCS-PEDCO-120-PR-PI-0004 (2 of 2) | BK-GCS-PEDCO-120-PR-PI-0004 (2 of 2) | LIQUID | LIQUID | LIQUID | BK-GCS-PEDCO-120-IN-DT-0010 | BK-GCS-PEDCO-120-IN-DT-0010 | BK-GCS-PEDCO-120-IN-DT-0010 | BK-GCS-PEDCO-120-IN-DT-0010 | BK-GCS-PEDCO-120-IN-PY-0003 | BK-GCS-PEDCO-120-IN-PY-0003 | BK-GCS-PEDCO-120-IN-PY-0003 | BK-GCS-PEDCO-120-IN-PY-0003 | BK-GCS-PEDCO-120-IN-PY-0003 | 24.1 | 24.1 | 18 | 18 | 85 | 85 | 24.22 | 24.22 | D02
53 | Slug Catcher System | Slug Catcher System | Slug Catcher System | ESOV-2112 | ESOV-2112 | ESD Solenoid Valve | ESD Solenoid Valve | CDH-112-0015-CN05-4"-PT | CDH-112-0015-CN05-4"-PT | CDH-112-0015-CN05-4"-PT | CDH-112-0015-CN05-4"-PT | CDH-112-0015-CN05-4"-PT | BK-GCS-PEDCO-120-PR-PI-0004 (2 of 2) | BK-GCS-PEDCO-120-PR-PI-0004 (2 of 2) | BK-GCS-PEDCO-120-PR-PI-0004 (2 of 2) | BK-GCS-PEDCO-120-PR-PI-0004 (2 of 2) | BK-GCS-PEDCO-120-PR-PI-0004 (2 of 2) | BK-GCS-PEDCO-120-PR-PI-0004 (2 of 2) | LIQUID | LIQUID | LIQUID | BK-GCS-PEDCO-120-IN-DT-0010 | BK-GCS-PEDCO-120-IN-DT-0010 | BK-GCS-PEDCO-120-IN-DT-0010 | BK-GCS-PEDCO-120-IN-DT-0010 | BK-GCS-PEDCO-120-IN-PY-0003 | BK-GCS-PEDCO-120-IN-PY-0003 | BK-GCS-PEDCO-120-IN-PY-0003 | BK-GCS-PEDCO-120-IN-PY-0003 | BK-GCS-PEDCO-120-IN-PY-0003 | 24.1 | 24.1 | 18 | 18 | 85 | 85 | 24.22 | 24.22 | D02
54 | Slug Catcher System | Slug Catcher System | Slug Catcher System | XV-2112 | XV-2112 | Shut Down Valve | Shut Down Valve | CDH-112-0015-CN05-4"-PT | CDH-112-0015-CN05-4"-PT | CDH-112-0015-CN05-4"-PT | CDH-112-0015-CN05-4"-PT | CDH-112-0015-CN05-4"-PT | BK-GCS-PEDCO-120-PR-PI-0004 (2 of 2) | BK-GCS-PEDCO-120-PR-PI-0004 (2 of 2) | BK-GCS-PEDCO-120-PR-PI-0004 (2 of 2) | BK-GCS-PEDCO-120-PR-PI-0004 (2 of 2) | BK-GCS-PEDCO-120-PR-PI-0004 (2 of 2) | BK-GCS-PEDCO-120-PR-PI-0004 (2 of 2) | LIQUID | LIQUID | LIQUID | BK-GCS-PEDCO-120-IN-DT-0010 | BK-GCS-PEDCO-120-IN-DT-0010 | BK-GCS-PEDCO-120-IN-DT-0010 | BK-GCS-PEDCO-120-IN-DT-0010 | BK-GCS-PEDCO-120-IN-PY-0003 | BK-GCS-PEDCO-120-IN-PY-0003 | BK-GCS-PEDCO-120-IN-PY-0003 | BK-GCS-PEDCO-120-IN-PY-0003 | BK-GCS-PEDCO-120-IN-PY-0003 | 24.1 | 24.1 | 18 | 18 | 85 | 85 | 24.22 | 24.22 | D02
55 | Slug Catcher System | Slug Catcher System | Slug Catcher System | PIT-2115 | PIT-2115 | Pressure Indicating Transmitter | Pressure Indicating Transmitter | CDH-112-0015-CN05-4"-PT | CDH-112-0015-CN05-4"-PT | CDH-112-0015-CN05-4"-PT | CDH-112-0015-CN05-4"-PT | CDH-112-0015-CN05-4"-PT | BK-GCS-PEDCO-120-PR-PI-0004 (2 of 2) | BK-GCS-PEDCO-120-PR-PI-0004 (2 of 2) | BK-GCS-PEDCO-120-PR-PI-0004 (2 of 2) | BK-GCS-PEDCO-120-PR-PI-0004 (2 of 2) | BK-GCS-PEDCO-120-PR-PI-0004 (2 of 2) | BK-GCS-PEDCO-120-PR-PI-0004 (2 of 2) | LIQUID | LIQUID | LIQUID | BK-GCS-PEDCO-120-IN-DT-0004 | BK-GCS-PEDCO-120-IN-DT-0004 | BK-GCS-PEDCO-120-IN-DT-0004 | BK-GCS-PEDCO-120-IN-DT-0004 | BK-GCS-PEDCO-120-IN-PY-0003 | BK-GCS-PEDCO-120-IN-PY-0003 | BK-GCS-PEDCO-120-IN-PY-0003 | BK-GCS-PEDCO-120-IN-PY-0003 | BK-GCS-PEDCO-120-IN-PY-0003 | 24.1 | 24.1 | 18 | 18 | 85 | 85 | 24.22 | 24.22 | D02
56 | Slug Catcher System | Slug Catcher System | Slug Catcher System | TG-2112B | TG-2112B | Temperature Gauge | Temperature Gauge | CDH-112-0013-CN05-3"-PT | CDH-112-0013-CN05-3"-PT | CDH-112-0013-CN05-3"-PT | CDH-112-0013-CN05-3"-PT | CDH-112-0013-CN05-3"-PT | BK-GCS-PEDCO-120-PR-PI-0004 (2 of 2) | BK-GCS-PEDCO-120-PR-PI-0004 (2 of 2) | BK-GCS-PEDCO-120-PR-PI-0004 (2 of 2) | BK-GCS-PEDCO-120-PR-PI-0004 (2 of 2) | BK-GCS-PEDCO-120-PR-PI-0004 (2 of 2) | BK-GCS-PEDCO-120-PR-PI-0004 (2 of 2) | LIQUID | LIQUID | LIQUID | BK-GCS-PEDCO-120-IN-DT-0002 | BK-GCS-PEDCO-120-IN-DT-0002 | BK-GCS-PEDCO-120-IN-DT-0002 | BK-GCS-PEDCO-120-IN-DT-0002 | BK-GCS-PEDCO-120-IN-PY-0003 | BK-GCS-PEDCO-120-IN-PY-0003 | BK-GCS-PEDCO-120-IN-PY-0003 | BK-GCS-PEDCO-120-IN-PY-0003 | BK-GCS-PEDCO-120-IN-PY-0003 | 38.5 | 38.5 | 31.5 | 31.5 | 85 | 85 | 23.22/8.82 | 23.22/8.82 | D02
57 | Slug Catcher System | Slug Catcher System | Slug Catcher System | PG-2113B | PG-2113B | Pressure Gauge | Pressure Gauge | CDH-112-0013-CN05-3"-PT | CDH-112-0013-CN05-3"-PT | CDH-112-0013-CN05-3"-PT | CDH-112-0013-CN05-3"-PT | CDH-112-0013-CN05-3"-PT | BK-GCS-PEDCO-120-PR-PI-0004 (2 of 2) | BK-GCS-PEDCO-120-PR-PI-0004 (2 of 2) | BK-GCS-PEDCO-120-PR-PI-0004 (2 of 2) | BK-GCS-PEDCO-120-PR-PI-0004 (2 of 2) | BK-GCS-PEDCO-120-PR-PI-0004 (2 of 2) | BK-GCS-PEDCO-120-PR-PI-0004 (2 of 2) | LIQUID | LIQUID | LIQUID | BK-GCS-PEDCO-120-IN-DT-0001 | BK-GCS-PEDCO-120-IN-DT-0001 | BK-GCS-PEDCO-120-IN-DT-0001 | BK-GCS-PEDCO-120-IN-DT-0001 | BK-GCS-PEDCO-120-IN-PY-0003 | BK-GCS-PEDCO-120-IN-PY-0003 | BK-GCS-PEDCO-120-IN-PY-0003 | BK-GCS-PEDCO-120-IN-PY-0003 | BK-GCS-PEDCO-120-IN-PY-0003 | 4.67 | 4.67 | 1.26 | 1.26 | 85 | 85 | 23.22/8.82 | 23.22/8.82 | D02
58 | Slug Catcher System | Slug Catcher System | Slug Catcher System | PIT-2116B | PIT-2116B | Pressure Indicating Transmitter | Pressure Indicating Transmitter | CDH-112-0013-CN05-3"-PT | CDH-112-0013-CN05-3"-PT | CDH-112-0013-CN05-3"-PT | CDH-112-0013-CN05-3"-PT | CDH-112-0013-CN05-3"-PT | BK-GCS-PEDCO-120-PR-PI-0004 (2 of 2) | BK-GCS-PEDCO-120-PR-PI-0004 (2 of 2) | BK-GCS-PEDCO-120-PR-PI-0004 (2 of 2) | BK-GCS-PEDCO-120-PR-PI-0004 (2 of 2) | BK-GCS-PEDCO-120-PR-PI-0004 (2 of 2) | BK-GCS-PEDCO-120-PR-PI-0004 (2 of 2) | LIQUID | LIQUID | LIQUID | BK-GCS-PEDCO-120-IN-DT-0004 | BK-GCS-PEDCO-120-IN-DT-0004 | BK-GCS-PEDCO-120-IN-DT-0004 | BK-GCS-PEDCO-120-IN-DT-0004 | BK-GCS-PEDCO-120-IN-PY-0003 | BK-GCS-PEDCO-120-IN-PY-0003 | BK-GCS-PEDCO-120-IN-PY-0003 | BK-GCS-PEDCO-120-IN-PY-0003 | BK-GCS-PEDCO-120-IN-PY-0003 | 24.1 | 24.1 | 19.5 | 19.5 | 85 | 85 | AMB | AMB | D02
59 | Slug Catcher System | Slug Catcher System | Slug Catcher System | PG-2114B | PG-2114B | Pressure Gauge | Pressure Gauge | CDH-111-0011-AS00-4"-NP | CDH-111-0011-AS00-4"-NP | CDH-111-0011-AS00-4"-NP | CDH-111-0011-AS00-4"-NP | CDH-111-0011-AS00-4"-NP | BK-GCS-PEDCO-120-PR-PI-0004 (2 of 2) | BK-GCS-PEDCO-120-PR-PI-0004 (2 of 2) | BK-GCS-PEDCO-120-PR-PI-0004 (2 of 2) | BK-GCS-PEDCO-120-PR-PI-0004 (2 of 2) | BK-GCS-PEDCO-120-PR-PI-0004 (2 of 2) | BK-GCS-PEDCO-120-PR-PI-0004 (2 of 2) | LIQUID | LIQUID | LIQUID | BK-GCS-PEDCO-120-IN-DT-0001 | BK-GCS-PEDCO-120-IN-DT-0001 | BK-GCS-PEDCO-120-IN-DT-0001 | BK-GCS-PEDCO-120-IN-DT-0001 | BK-GCS-PEDCO-120-IN-PY-0003 | BK-GCS-PEDCO-120-IN-PY-0003 | BK-GCS-PEDCO-120-IN-PY-0003 | BK-GCS-PEDCO-120-IN-PY-0003 | BK-GCS-PEDCO-120-IN-PY-0003 | 9 | 9 | 5.5 | 5.5 | 85 | 85 | 23.22/8.82 | 23.22/8.82 | D02
60 | Slug Catcher System | Slug Catcher System | Slug Catcher System | PIT-2114B | PIT-2114B | Pressure Indicating Transmitter | Pressure Indicating Transmitter | CDH-111-0011-AS00-4"-NP | CDH-111-0011-AS00-4"-NP | CDH-111-0011-AS00-4"-NP | CDH-111-0011-AS00-4"-NP | CDH-111-0011-AS00-4"-NP | BK-GCS-PEDCO-120-PR-PI-0004 (2 of 2) | BK-GCS-PEDCO-120-PR-PI-0004 (2 of 2) | BK-GCS-PEDCO-120-PR-PI-0004 (2 of 2) | BK-GCS-PEDCO-120-PR-PI-0004 (2 of 2) | BK-GCS-PEDCO-120-PR-PI-0004 (2 of 2) | BK-GCS-PEDCO-120-PR-PI-0004 (2 of 2) | LIQUID | LIQUID | LIQUID | BK-GCS-PEDCO-120-IN-DT-0004 | BK-GCS-PEDCO-120-IN-DT-0004 | BK-GCS-PEDCO-120-IN-DT-0004 | BK-GCS-PEDCO-120-IN-DT-0004 | BK-GCS-PEDCO-120-IN-PY-0003 | BK-GCS-PEDCO-120-IN-PY-0003 | BK-GCS-PEDCO-120-IN-PY-0003 | BK-GCS-PEDCO-120-IN-PY-0003 | BK-GCS-PEDCO-120-IN-PY-0003 | 9 | 9 | 5.5 | 5.5 | 85 | 85 | 23.22/8.82 | 23.22/8.82 | D02
61 | Slug Catcher System | Slug Catcher System | Slug Catcher System | PDG-2114B | PDG-2114B | Differential Pressure Gauge | Differential Pressure Gauge | CDH-111-0011-AS00-4"-NP | CDH-111-0011-AS00-4"-NP | CDH-111-0011-AS00-4"-NP | CDH-111-0011-AS00-4"-NP | CDH-111-0011-AS00-4"-NP | BK-GCS-PEDCO-120-PR-PI-0004 (2 of 2) | BK-GCS-PEDCO-120-PR-PI-0004 (2 of 2) | BK-GCS-PEDCO-120-PR-PI-0004 (2 of 2) | BK-GCS-PEDCO-120-PR-PI-0004 (2 of 2) | BK-GCS-PEDCO-120-PR-PI-0004 (2 of 2) | BK-GCS-PEDCO-120-PR-PI-0004 (2 of 2) | LIQUID | LIQUID | LIQUID | BK-GCS-PEDCO-120-IN-DT-0001 | BK-GCS-PEDCO-120-IN-DT-0001 | BK-GCS-PEDCO-120-IN-DT-0001 | BK-GCS-PEDCO-120-IN-DT-0001 | BK-GCS-PEDCO-120-IN-PY-0003 | BK-GCS-PEDCO-120-IN-PY-0003 | BK-GCS-PEDCO-120-IN-PY-0003 | BK-GCS-PEDCO-120-IN-PY-0003 | BK-GCS-PEDCO-120-IN-PY-0003 | 9 | 9 | 5.5 | 5.5 | 85 | 85 | 23.22/8.82 | 23.22/8.82 | D02
62 | Gas Compression Inlet Knock Out Drum | Gas Compression Inlet Knock Out Drum | Gas Compression Inlet Knock Out Drum | FG-2111 | FG-2111 | Rotameter | Rotameter | CHM-112-0003-AS00-3/4"-NP | CHM-112-0003-AS00-3/4"-NP | CHM-112-0003-AS00-3/4"-NP | CHM-112-0003-AS00-3/4"-NP | CHM-112-0003-AS00-3/4"-NP | BK-GCS-PEDCO-120-PR-PI-0005 | BK-GCS-PEDCO-120-PR-PI-0005 | BK-GCS-PEDCO-120-PR-PI-0005 | BK-GCS-PEDCO-120-PR-PI-0005 | BK-GCS-PEDCO-120-PR-PI-0005 | BK-GCS-PEDCO-120-PR-PI-0005 | LIQUID | LIQUID | LIQUID | BK-GCS-PEDCO-120-IN-DT-0018 | BK-GCS-PEDCO-120-IN-DT-0018 | BK-GCS-PEDCO-120-IN-DT-0018 | BK-GCS-PEDCO-120-IN-DT-0018 | BK-GCS-PEDCO-120-IN-PY-0003 | BK-GCS-PEDCO-120-IN-PY-0003 | BK-GCS-PEDCO-120-IN-PY-0003 | BK-GCS-PEDCO-120-IN-PY-0003 | BK-GCS-PEDCO-120-IN-PY-0003 | 62 | 62 | ATM | ATM | 55 | 55 | AMB | AMB | D02
63 | Gas Compression Inlet Knock Out Drum | Gas Compression Inlet Knock Out Drum | Gas Compression Inlet Knock Out Drum | TIT-2112 | TIT-2112 | Temperature Indicating Transmitter | Temperature Indicating Transmitter | GAS-111-0005-AN07-10"-PT | GAS-111-0005-AN07-10"-PT | GAS-111-0005-AN07-10"-PT | GAS-111-0005-AN07-10"-PT | GAS-111-0005-AN07-10"-PT | BK-GCS-PEDCO-120-PR-PI-0005 | BK-GCS-PEDCO-120-PR-PI-0005 | BK-GCS-PEDCO-120-PR-PI-0005 | BK-GCS-PEDCO-120-PR-PI-0005 | BK-GCS-PEDCO-120-PR-PI-0005 | BK-GCS-PEDCO-120-PR-PI-0005 | GAS | GAS | GAS | BK-GCS-PEDCO-120-IN-DT-0005 | BK-GCS-PEDCO-120-IN-DT-0005 | BK-GCS-PEDCO-120-IN-DT-0005 | BK-GCS-PEDCO-120-IN-DT-0005 | BK-GCS-PEDCO-120-IN-PY-0003 | BK-GCS-PEDCO-120-IN-PY-0003 | BK-GCS-PEDCO-120-IN-PY-0003 | BK-GCS-PEDCO-120-IN-PY-0003 | BK-GCS-PEDCO-120-IN-PY-0003 | 9 | 9 | 5.3 | 5.3 | 85 | 85 | 37.17/19.23 | 37.17/19.23 | D02
64 | Gas Compression Inlet Knock Out Drum | Gas Compression Inlet Knock Out Drum | Gas Compression Inlet Knock Out Drum | PIT-2116 | PIT-2116 | Pressure Indicating Transmitter | Pressure Indicating Transmitter | GAS-111-0005-AN07-10"-PT | GAS-111-0005-AN07-10"-PT | GAS-111-0005-AN07-10"-PT | GAS-111-0005-AN07-10"-PT | GAS-111-0005-AN07-10"-PT | BK-GCS-PEDCO-120-PR-PI-0005 | BK-GCS-PEDCO-120-PR-PI-0005 | BK-GCS-PEDCO-120-PR-PI-0005 | BK-GCS-PEDCO-120-PR-PI-0005 | BK-GCS-PEDCO-120-PR-PI-0005 | BK-GCS-PEDCO-120-PR-PI-0005 | GAS | GAS | GAS | BK-GCS-PEDCO-120-IN-DT-0004 | BK-GCS-PEDCO-120-IN-DT-0004 | BK-GCS-PEDCO-120-IN-DT-0004 | BK-GCS-PEDCO-120-IN-DT-0004 | BK-GCS-PEDCO-120-IN-PY-0003 | BK-GCS-PEDCO-120-IN-PY-0003 | BK-GCS-PEDCO-120-IN-PY-0003 | BK-GCS-PEDCO-120-IN-PY-0003 | BK-GCS-PEDCO-120-IN-PY-0003 | 9 | 9 | 5.3 | 5.3 | 85 | 85 | 37.17/19.23 | 37.17/19.23 | D02
65 | Gas Compression Inlet Knock Out Drum | Gas Compression Inlet Knock Out Drum | Gas Compression Inlet Knock Out Drum | LIT-2117 | LIT-2117 | Level Indicating Transmitter | Level Indicating Transmitter | V-2105 | V-2105 | V-2105 | V-2105 | V-2105 | BK-GCS-PEDCO-120-PR-PI-0005 | BK-GCS-PEDCO-120-PR-PI-0005 | BK-GCS-PEDCO-120-PR-PI-0005 | BK-GCS-PEDCO-120-PR-PI-0005 | BK-GCS-PEDCO-120-PR-PI-0005 | BK-GCS-PEDCO-120-PR-PI-0005 | GAS | GAS | GAS | BK-GCS-PEDCO-120-IN-DT-0006 | BK-GCS-PEDCO-120-IN-DT-0006 | BK-GCS-PEDCO-120-IN-DT-0006 | BK-GCS-PEDCO-120-IN-DT-0006 | BK-GCS-PEDCO-120-IN-PY-0003 | BK-GCS-PEDCO-120-IN-PY-0003 | BK-GCS-PEDCO-120-IN-PY-0003 | BK-GCS-PEDCO-120-IN-PY-0003 | BK-GCS-PEDCO-120-IN-PY-0003 | 9 | 9 | 5.3 | 5.3 | 85 | 85 | 37.17/19.23 | 37.17/19.23 | D02
66 | Gas Compression Inlet Knock Out Drum | Gas Compression Inlet Knock Out Drum | Gas Compression Inlet Knock Out Drum | PIT-2117 | PIT-2117 | Pressure Indicating Transmitter | Pressure Indicating Transmitter | V-2105 | V-2105 | V-2105 | V-2105 | V-2105 | BK-GCS-PEDCO-120-PR-PI-0005 | BK-GCS-PEDCO-120-PR-PI-0005 | BK-GCS-PEDCO-120-PR-PI-0005 | BK-GCS-PEDCO-120-PR-PI-0005 | BK-GCS-PEDCO-120-PR-PI-0005 | BK-GCS-PEDCO-120-PR-PI-0005 | GAS | GAS | GAS | BK-GCS-PEDCO-120-IN-DT-0004 | BK-GCS-PEDCO-120-IN-DT-0004 | BK-GCS-PEDCO-120-IN-DT-0004 | BK-GCS-PEDCO-120-IN-DT-0004 | BK-GCS-PEDCO-120-IN-PY-0003 | BK-GCS-PEDCO-120-IN-PY-0003 | BK-GCS-PEDCO-120-IN-PY-0003 | BK-GCS-PEDCO-120-IN-PY-0003 | BK-GCS-PEDCO-120-IN-PY-0003 | 9 | 9 | 5.3 | 5.3 | 85 | 85 | 37.17/19.23 | 37.17/19.23 | D02
67 | Gas Compression Inlet Knock Out Drum | Gas Compression Inlet Knock Out Drum | Gas Compression Inlet Knock Out Drum | TG-2113 | TG-2113 | Temperature Gauge | Temperature Gauge | V-2105 | V-2105 | V-2105 | V-2105 | V-2105 | BK-GCS-PEDCO-120-PR-PI-0005 | BK-GCS-PEDCO-120-PR-PI-0005 | BK-GCS-PEDCO-120-PR-PI-0005 | BK-GCS-PEDCO-120-PR-PI-0005 | BK-GCS-PEDCO-120-PR-PI-0005 | BK-GCS-PEDCO-120-PR-PI-0005 | GAS | GAS | GAS | BK-GCS-PEDCO-120-IN-DT-0002 | BK-GCS-PEDCO-120-IN-DT-0002 | BK-GCS-PEDCO-120-IN-DT-0002 | BK-GCS-PEDCO-120-IN-DT-0002 | BK-GCS-PEDCO-120-IN-PY-0003 | BK-GCS-PEDCO-120-IN-PY-0003 | BK-GCS-PEDCO-120-IN-PY-0003 | BK-GCS-PEDCO-120-IN-PY-0003 | BK-GCS-PEDCO-120-IN-PY-0003 | 9 | 9 | 5.3 | 5.3 | 85 | 85 | 37.17/19.23 | 37.17/19.23 | D02
68 | Gas Compression Inlet Knock Out Drum | Gas Compression Inlet Knock Out Drum | Gas Compression Inlet Knock Out Drum | PG-2114 | PG-2114 | Pressure Gauge | Pressure Gauge | V-2105 | V-2105 | V-2105 | V-2105 | V-2105 | BK-GCS-PEDCO-120-PR-PI-0005 | BK-GCS-PEDCO-120-PR-PI-0005 | BK-GCS-PEDCO-120-PR-PI-0005 | BK-GCS-PEDCO-120-PR-PI-0005 | BK-GCS-PEDCO-120-PR-PI-0005 | BK-GCS-PEDCO-120-PR-PI-0005 | GAS | GAS | GAS | BK-GCS-PEDCO-120-IN-DT-0001 | BK-GCS-PEDCO-120-IN-DT-0001 | BK-GCS-PEDCO-120-IN-DT-0001 | BK-GCS-PEDCO-120-IN-DT-0001 | BK-GCS-PEDCO-120-IN-PY-0003 | BK-GCS-PEDCO-120-IN-PY-0003 | BK-GCS-PEDCO-120-IN-PY-0003 | BK-GCS-PEDCO-120-IN-PY-0003 | BK-GCS-PEDCO-120-IN-PY-0003 | 9 | 9 | 5.3 | 5.3 | 85 | 85 | 37.17/19.23 | 37.17/19.23 | D02
69 | Gas Compression Inlet Knock Out Drum | Gas Compression Inlet Knock Out Drum | Gas Compression Inlet Knock Out Drum | PDIT-2112 | PDIT-2112 | Differential Pressure Indicating Transmitter | Differential Pressure Indicating Transmitter | V-2105 | V-2105 | V-2105 | V-2105 | V-2105 | BK-GCS-PEDCO-120-PR-PI-0005 | BK-GCS-PEDCO-120-PR-PI-0005 | BK-GCS-PEDCO-120-PR-PI-0005 | BK-GCS-PEDCO-120-PR-PI-0005 | BK-GCS-PEDCO-120-PR-PI-0005 | BK-GCS-PEDCO-120-PR-PI-0005 | GAS | GAS | GAS | BK-GCS-PEDCO-120-IN-DT-0004 | BK-GCS-PEDCO-120-IN-DT-0004 | BK-GCS-PEDCO-120-IN-DT-0004 | BK-GCS-PEDCO-120-IN-DT-0004 | BK-GCS-PEDCO-120-IN-PY-0003 | BK-GCS-PEDCO-120-IN-PY-0003 | BK-GCS-PEDCO-120-IN-PY-0003 | BK-GCS-PEDCO-120-IN-PY-0003 | BK-GCS-PEDCO-120-IN-PY-0003 | 9 | 9 | 5.3 | 5.3 | 85 | 85 | 37.17/19.23 | 37.17/19.23 | D02
70 | Gas Compression Inlet Knock Out Drum | Gas Compression Inlet Knock Out Drum | Gas Compression Inlet Knock Out Drum | LG-2116 | LG-2116 | Level Gauge | Level Gauge | V-2105 | V-2105 | V-2105 | V-2105 | V-2105 | BK-GCS-PEDCO-120-PR-PI-0005 | BK-GCS-PEDCO-120-PR-PI-0005 | BK-GCS-PEDCO-120-PR-PI-0005 | BK-GCS-PEDCO-120-PR-PI-0005 | BK-GCS-PEDCO-120-PR-PI-0005 | BK-GCS-PEDCO-120-PR-PI-0005 | LIQUID | LIQUID | LIQUID | BK-GCS-PEDCO-120-IN-DT-0003 | BK-GCS-PEDCO-120-IN-DT-0003 | BK-GCS-PEDCO-120-IN-DT-0003 | BK-GCS-PEDCO-120-IN-DT-0003 | BK-GCS-PEDCO-120-IN-PY-0003 | BK-GCS-PEDCO-120-IN-PY-0003 | BK-GCS-PEDCO-120-IN-PY-0003 | BK-GCS-PEDCO-120-IN-PY-0003 | BK-GCS-PEDCO-120-IN-PY-0003 | 9 | 9 | 5.3 | 5.3 | 85 | 85 | 37.17/19.23 | 37.17/19.23 | D02
71 | Gas Compression Inlet Knock Out Drum | Gas Compression Inlet Knock Out Drum | Gas Compression Inlet Knock Out Drum | LIT-2119 | LIT-2119 | Level Indicating Transmitter | Level Indicating Transmitter | V-2105 | V-2105 | V-2105 | V-2105 | V-2105 | BK-GCS-PEDCO-120-PR-PI-0005 | BK-GCS-PEDCO-120-PR-PI-0005 | BK-GCS-PEDCO-120-PR-PI-0005 | BK-GCS-PEDCO-120-PR-PI-0005 | BK-GCS-PEDCO-120-PR-PI-0005 | BK-GCS-PEDCO-120-PR-PI-0005 | LIQUID | LIQUID | LIQUID | BK-GCS-PEDCO-120-IN-DT-0006 | BK-GCS-PEDCO-120-IN-DT-0006 | BK-GCS-PEDCO-120-IN-DT-0006 | BK-GCS-PEDCO-120-IN-DT-0006 | BK-GCS-PEDCO-120-IN-PY-0003 | BK-GCS-PEDCO-120-IN-PY-0003 | BK-GCS-PEDCO-120-IN-PY-0003 | BK-GCS-PEDCO-120-IN-PY-0003 | BK-GCS-PEDCO-120-IN-PY-0003 | 9 | 9 | 5.3 | 5.3 | 85 | 85 | 37.17/19.23 | 37.17/19.23 | D02
72 | Gas Compression Inlet Knock Out Drum | Gas Compression Inlet Knock Out Drum | Gas Compression Inlet Knock Out Drum | LCV-2114 | LCV-2114 | Control Valve | Control Valve | CDH-111-0019-AS00-2"-NP | CDH-111-0019-AS00-2"-NP | CDH-111-0019-AS00-2"-NP | CDH-111-0019-AS00-2"-NP | CDH-111-0019-AS00-2"-NP | BK-GCS-PEDCO-120-PR-PI-0005 | BK-GCS-PEDCO-120-PR-PI-0005 | BK-GCS-PEDCO-120-PR-PI-0005 | BK-GCS-PEDCO-120-PR-PI-0005 | BK-GCS-PEDCO-120-PR-PI-0005 | BK-GCS-PEDCO-120-PR-PI-0005 | LIQUID | LIQUID | LIQUID | BK-GCS-PEDCO-120-IN-DT-0011 | BK-GCS-PEDCO-120-IN-DT-0011 | BK-GCS-PEDCO-120-IN-DT-0011 | BK-GCS-PEDCO-120-IN-DT-0011 | BK-GCS-PEDCO-120-IN-PY-0003 | BK-GCS-PEDCO-120-IN-PY-0003 | BK-GCS-PEDCO-120-IN-PY-0003 | BK-GCS-PEDCO-120-IN-PY-0003 | BK-GCS-PEDCO-120-IN-PY-0003 | 9 | 9 | 5.3 | 5.3 | 85 | 85 | 37.17/19.23 | 37.17/19.23 | D02
73 | Gas Compression Inlet Knock Out Drum | Gas Compression Inlet Knock Out Drum | Gas Compression Inlet Knock Out Drum | LIT-2118 | LIT-2118 | Level Indicating Transmitter | Level Indicating Transmitter | V-2105 | V-2105 | V-2105 | V-2105 | V-2105 | BK-GCS-PEDCO-120-PR-PI-0005 | BK-GCS-PEDCO-120-PR-PI-0005 | BK-GCS-PEDCO-120-PR-PI-0005 | BK-GCS-PEDCO-120-PR-PI-0005 | BK-GCS-PEDCO-120-PR-PI-0005 | BK-GCS-PEDCO-120-PR-PI-0005 | LIQUID | LIQUID | LIQUID | BK-GCS-PEDCO-120-IN-DT-0006 | BK-GCS-PEDCO-120-IN-DT-0006 | BK-GCS-PEDCO-120-IN-DT-0006 | BK-GCS-PEDCO-120-IN-DT-0006 | BK-GCS-PEDCO-120-IN-PY-0003 | BK-GCS-PEDCO-120-IN-PY-0003 | BK-GCS-PEDCO-120-IN-PY-0003 | BK-GCS-PEDCO-120-IN-PY-0003 | BK-GCS-PEDCO-120-IN-PY-0003 | 9 | 9 | 5.3 | 5.3 | 85 | 85 | 37.17/19.23 | 37.17/19.23 | D02
74 | Gas Compression Inlet Knock Out Drum | Gas Compression Inlet Knock Out Drum | Gas Compression Inlet Knock Out Drum | EZSC-2113 | EZSC-2113 | Limit Switch Close (Included in ON-OFF Valve) | Limit Switch Close (Included in ON-OFF Valve) | CDH-111-0019-AS00-2"-NP | CDH-111-0019-AS00-2"-NP | CDH-111-0019-AS00-2"-NP | CDH-111-0019-AS00-2"-NP | CDH-111-0019-AS00-2"-NP | BK-GCS-PEDCO-120-PR-PI-0005 | BK-GCS-PEDCO-120-PR-PI-0005 | BK-GCS-PEDCO-120-PR-PI-0005 | BK-GCS-PEDCO-120-PR-PI-0005 | BK-GCS-PEDCO-120-PR-PI-0005 | BK-GCS-PEDCO-120-PR-PI-0005 | LIQUID | LIQUID | LIQUID | BK-GCS-PEDCO-120-IN-DT-0010 | BK-GCS-PEDCO-120-IN-DT-0010 | BK-GCS-PEDCO-120-IN-DT-0010 | BK-GCS-PEDCO-120-IN-DT-0010 | BK-GCS-PEDCO-120-IN-PY-0003 | BK-GCS-PEDCO-120-IN-PY-0003 | BK-GCS-PEDCO-120-IN-PY-0003 | BK-GCS-PEDCO-120-IN-PY-0003 | BK-GCS-PEDCO-120-IN-PY-0003 | 9 | 9 | 5.3 | 5.3 | 85 | 85 | 37.17/19.23 | 37.17/19.23 | D02
75 | Gas Compression Inlet Knock Out Drum | Gas Compression Inlet Knock Out Drum | Gas Compression Inlet Knock Out Drum | EZSO-2113 | EZSO-2113 | Limit Switch Open (Included in ON-OFF Valve) | Limit Switch Open (Included in ON-OFF Valve) | CDH-111-0019-AS00-2"-NP | CDH-111-0019-AS00-2"-NP | CDH-111-0019-AS00-2"-NP | CDH-111-0019-AS00-2"-NP | CDH-111-0019-AS00-2"-NP | BK-GCS-PEDCO-120-PR-PI-0005 | BK-GCS-PEDCO-120-PR-PI-0005 | BK-GCS-PEDCO-120-PR-PI-0005 | BK-GCS-PEDCO-120-PR-PI-0005 | BK-GCS-PEDCO-120-PR-PI-0005 | BK-GCS-PEDCO-120-PR-PI-0005 | LIQUID | LIQUID | LIQUID | BK-GCS-PEDCO-120-IN-DT-0010 | BK-GCS-PEDCO-120-IN-DT-0010 | BK-GCS-PEDCO-120-IN-DT-0010 | BK-GCS-PEDCO-120-IN-DT-0010 | BK-GCS-PEDCO-120-IN-PY-0003 | BK-GCS-PEDCO-120-IN-PY-0003 | BK-GCS-PEDCO-120-IN-PY-0003 | BK-GCS-PEDCO-120-IN-PY-0003 | BK-GCS-PEDCO-120-IN-PY-0003 | 9 | 9 | 5.3 | 5.3 | 85 | 85 | 37.17/19.23 | 37.17/19.23 | D02
76 | Gas Compression Inlet Knock Out Drum | Gas Compression Inlet Knock Out Drum | Gas Compression Inlet Knock Out Drum | ESOV-2113 | ESOV-2113 | ESD Solenoid Valve | ESD Solenoid Valve | CDH-111-0019-AS00-2"-NP | CDH-111-0019-AS00-2"-NP | CDH-111-0019-AS00-2"-NP | CDH-111-0019-AS00-2"-NP | CDH-111-0019-AS00-2"-NP | BK-GCS-PEDCO-120-PR-PI-0005 | BK-GCS-PEDCO-120-PR-PI-0005 | BK-GCS-PEDCO-120-PR-PI-0005 | BK-GCS-PEDCO-120-PR-PI-0005 | BK-GCS-PEDCO-120-PR-PI-0005 | BK-GCS-PEDCO-120-PR-PI-0005 | LIQUID | LIQUID | LIQUID | BK-GCS-PEDCO-120-IN-DT-0010 | BK-GCS-PEDCO-120-IN-DT-0010 | BK-GCS-PEDCO-120-IN-DT-0010 | BK-GCS-PEDCO-120-IN-DT-0010 | BK-GCS-PEDCO-120-IN-PY-0003 | BK-GCS-PEDCO-120-IN-PY-0003 | BK-GCS-PEDCO-120-IN-PY-0003 | BK-GCS-PEDCO-120-IN-PY-0003 | BK-GCS-PEDCO-120-IN-PY-0003 | 9 | 9 | 5.3 | 5.3 | 85 | 85 | 37.17/19.23 | 37.17/19.23 | D02
77 | Gas Compression Inlet Knock Out Drum | Gas Compression Inlet Knock Out Drum | Gas Compression Inlet Knock Out Drum | ESDV-2113 | ESDV-2113 | Emergency Shut Down Valve | Emergency Shut Down Valve | CDH-111-0019-AS00-2"-NP | CDH-111-0019-AS00-2"-NP | CDH-111-0019-AS00-2"-NP | CDH-111-0019-AS00-2"-NP | CDH-111-0019-AS00-2"-NP | BK-GCS-PEDCO-120-PR-PI-0005 | BK-GCS-PEDCO-120-PR-PI-0005 | BK-GCS-PEDCO-120-PR-PI-0005 | BK-GCS-PEDCO-120-PR-PI-0005 | BK-GCS-PEDCO-120-PR-PI-0005 | BK-GCS-PEDCO-120-PR-PI-0005 | LIQUID | LIQUID | LIQUID | BK-GCS-PEDCO-120-IN-DT-0010 | BK-GCS-PEDCO-120-IN-DT-0010 | BK-GCS-PEDCO-120-IN-DT-0010 | BK-GCS-PEDCO-120-IN-DT-0010 | BK-GCS-PEDCO-120-IN-PY-0003 | BK-GCS-PEDCO-120-IN-PY-0003 | BK-GCS-PEDCO-120-IN-PY-0003 | BK-GCS-PEDCO-120-IN-PY-0003 | BK-GCS-PEDCO-120-IN-PY-0003 | 9 | 9 | 5.3 | 5.3 | 85 | 85 | 37.17/19.23 | 37.17/19.23 | D02
78 | Gas Compression Inlet Knock Out Drum | Gas Compression Inlet Knock Out Drum | Gas Compression Inlet Knock Out Drum | PSV-2113 | PSV-2113 | Pressure Safety Valve | Pressure Safety Valve | GAS-111-0021-AN07-2"-PT | GAS-111-0021-AN07-2"-PT | GAS-111-0021-AN07-2"-PT | GAS-111-0021-AN07-2"-PT | GAS-111-0021-AN07-2"-PT | BK-GCS-PEDCO-120-PR-PI-0005 | BK-GCS-PEDCO-120-PR-PI-0005 | BK-GCS-PEDCO-120-PR-PI-0005 | BK-GCS-PEDCO-120-PR-PI-0005 | BK-GCS-PEDCO-120-PR-PI-0005 | BK-GCS-PEDCO-120-PR-PI-0005 | GAS | GAS | GAS | BK-GCS-PEDCO-120-IN-DT-0009 | BK-GCS-PEDCO-120-IN-DT-0009 | BK-GCS-PEDCO-120-IN-DT-0009 | BK-GCS-PEDCO-120-IN-DT-0009 | BK-GCS-PEDCO-120-IN-PY-0003 | BK-GCS-PEDCO-120-IN-PY-0003 | BK-GCS-PEDCO-120-IN-PY-0003 | BK-GCS-PEDCO-120-IN-PY-0003 | BK-GCS-PEDCO-120-IN-PY-0003 | 9 | 9 | 5.3 | 5.3 | 85 | 85 | 37.17/19.23 | 37.17/19.23 | D02
79 | Gas Compression Inlet Knock Out Drum | Gas Compression Inlet Knock Out Drum | Gas Compression Inlet Knock Out Drum | PSV-2114 | PSV-2114 | Pressure Safety Valve | Pressure Safety Valve | GAS-111-0022-AN07-2"-PT | GAS-111-0022-AN07-2"-PT | GAS-111-0022-AN07-2"-PT | GAS-111-0022-AN07-2"-PT | GAS-111-0022-AN07-2"-PT | BK-GCS-PEDCO-120-PR-PI-0005 | BK-GCS-PEDCO-120-PR-PI-0005 | BK-GCS-PEDCO-120-PR-PI-0005 | BK-GCS-PEDCO-120-PR-PI-0005 | BK-GCS-PEDCO-120-PR-PI-0005 | BK-GCS-PEDCO-120-PR-PI-0005 | GAS | GAS | GAS | BK-GCS-PEDCO-120-IN-DT-0009 | BK-GCS-PEDCO-120-IN-DT-0009 | BK-GCS-PEDCO-120-IN-DT-0009 | BK-GCS-PEDCO-120-IN-DT-0009 | BK-GCS-PEDCO-120-IN-PY-0003 | BK-GCS-PEDCO-120-IN-PY-0003 | BK-GCS-PEDCO-120-IN-PY-0003 | BK-GCS-PEDCO-120-IN-PY-0003 | BK-GCS-PEDCO-120-IN-PY-0003 | 9 | 9 | 5.3 | 5.3 | 85 | 85 | 37.17/19.23 | 37.17/19.23 | D02
80 | Gas Compression Inlet Knock Out Drum | Gas Compression Inlet Knock Out Drum | Gas Compression Inlet Knock Out Drum | CP-2112 | CP-2112 | Corrosion Probe | Corrosion Probe | GAS-111-0025-AN07-10"-PT | GAS-111-0025-AN07-10"-PT | GAS-111-0025-AN07-10"-PT | GAS-111-0025-AN07-10"-PT | GAS-111-0025-AN07-10"-PT | BK-GCS-PEDCO-120-PR-PI-0005 | BK-GCS-PEDCO-120-PR-PI-0005 | BK-GCS-PEDCO-120-PR-PI-0005 | BK-GCS-PEDCO-120-PR-PI-0005 | BK-GCS-PEDCO-120-PR-PI-0005 | BK-GCS-PEDCO-120-PR-PI-0005 | LIQUID | LIQUID | LIQUID | BK-GCS-PEDCO-120-IN-DT-0014 | BK-GCS-PEDCO-120-IN-DT-0014 | BK-GCS-PEDCO-120-IN-DT-0014 | BK-GCS-PEDCO-120-IN-DT-0014 | BK-GCS-PEDCO-120-IN-PY-0003 | BK-GCS-PEDCO-120-IN-PY-0003 | BK-GCS-PEDCO-120-IN-PY-0003 | BK-GCS-PEDCO-120-IN-PY-0003 | BK-GCS-PEDCO-120-IN-PY-0003 | 9 | 9 | 5.3 | 5.3 | 85 | 85 | 37.17/19.23 | 37.17/19.23 | D02
81 | Gas Compression Inlet Knock Out Drum | Gas Compression Inlet Knock Out Drum | Gas Compression Inlet Knock Out Drum | CC-2112 | CC-2112 | Corrosion Coupon | Corrosion Coupon | GAS-111-0025-AN07-10"-PT | GAS-111-0025-AN07-10"-PT | GAS-111-0025-AN07-10"-PT | GAS-111-0025-AN07-10"-PT | GAS-111-0025-AN07-10"-PT | BK-GCS-PEDCO-120-PR-PI-0005 | BK-GCS-PEDCO-120-PR-PI-0005 | BK-GCS-PEDCO-120-PR-PI-0005 | BK-GCS-PEDCO-120-PR-PI-0005 | BK-GCS-PEDCO-120-PR-PI-0005 | BK-GCS-PEDCO-120-PR-PI-0005 | LIQUID | LIQUID | LIQUID | BK-GCS-PEDCO-120-IN-DT-0014 | BK-GCS-PEDCO-120-IN-DT-0014 | BK-GCS-PEDCO-120-IN-DT-0014 | BK-GCS-PEDCO-120-IN-DT-0014 | BK-GCS-PEDCO-120-IN-PY-0003 | BK-GCS-PEDCO-120-IN-PY-0003 | BK-GCS-PEDCO-120-IN-PY-0003 | BK-GCS-PEDCO-120-IN-PY-0003 | BK-GCS-PEDCO-120-IN-PY-0003 | 9 | 9 | 5.3 | 5.3 | 85 | 85 | 37.17/19.23 | 37.17/19.23 | D02
82 | Gas Compression Inlet Knock Out Drum | Gas Compression Inlet Knock Out Drum | Gas Compression Inlet Knock Out Drum | TG-2114 | TG-2114 | Temperature Gauge | Temperature Gauge | GAS-111-0025-AN07-10"-PT | GAS-111-0025-AN07-10"-PT | GAS-111-0025-AN07-10"-PT | GAS-111-0025-AN07-10"-PT | GAS-111-0025-AN07-10"-PT | BK-GCS-PEDCO-120-PR-PI-0005 | BK-GCS-PEDCO-120-PR-PI-0005 | BK-GCS-PEDCO-120-PR-PI-0005 | BK-GCS-PEDCO-120-PR-PI-0005 | BK-GCS-PEDCO-120-PR-PI-0005 | BK-GCS-PEDCO-120-PR-PI-0005 | GAS | GAS | GAS | BK-GCS-PEDCO-120-IN-DT-0002 | BK-GCS-PEDCO-120-IN-DT-0002 | BK-GCS-PEDCO-120-IN-DT-0002 | BK-GCS-PEDCO-120-IN-DT-0002 | BK-GCS-PEDCO-120-IN-PY-0003 | BK-GCS-PEDCO-120-IN-PY-0003 | BK-GCS-PEDCO-120-IN-PY-0003 | BK-GCS-PEDCO-120-IN-PY-0003 | BK-GCS-PEDCO-120-IN-PY-0003 | 9 | 9 | 5.3 | 5.3 | 85 | 85 | 37.17/19.23 | 37.17/19.23 | D02
83 | Gas Compression Inlet Knock Out Drum | Gas Compression Inlet Knock Out Drum | Gas Compression Inlet Knock Out Drum | PG-2115 | PG-2115 | Pressure Gauge | Pressure Gauge | GAS-111-0025-AN07-10"-PT | GAS-111-0025-AN07-10"-PT | GAS-111-0025-AN07-10"-PT | GAS-111-0025-AN07-10"-PT | GAS-111-0025-AN07-10"-PT | BK-GCS-PEDCO-120-PR-PI-0005 | BK-GCS-PEDCO-120-PR-PI-0005 | BK-GCS-PEDCO-120-PR-PI-0005 | BK-GCS-PEDCO-120-PR-PI-0005 | BK-GCS-PEDCO-120-PR-PI-0005 | BK-GCS-PEDCO-120-PR-PI-0005 | GAS | GAS | GAS | BK-GCS-PEDCO-120-IN-DT-0001 | BK-GCS-PEDCO-120-IN-DT-0001 | BK-GCS-PEDCO-120-IN-DT-0001 | BK-GCS-PEDCO-120-IN-DT-0001 | BK-GCS-PEDCO-120-IN-PY-0003 | BK-GCS-PEDCO-120-IN-PY-0003 | BK-GCS-PEDCO-120-IN-PY-0003 | BK-GCS-PEDCO-120-IN-PY-0003 | BK-GCS-PEDCO-120-IN-PY-0003 | 9 | 9 | 5.3 | 5.3 | 85 | 85 | 37.17/19.23 | 37.17/19.23 | D02
84 | Gas Compression Inlet Knock Out Drum | Gas Compression Inlet Knock Out Drum | Gas Compression Inlet Knock Out Drum | XZSC-2110 | XZSC-2110 | Limit Switch Close (Included in ON-OFF Valve) | Limit Switch Close (Included in ON-OFF Valve) | FL-112-0017-AN07-2"-PT | FL-112-0017-AN07-2"-PT | FL-112-0017-AN07-2"-PT | FL-112-0017-AN07-2"-PT | FL-112-0017-AN07-2"-PT | BK-GCS-PEDCO-120-PR-PI-0005 | BK-GCS-PEDCO-120-PR-PI-0005 | BK-GCS-PEDCO-120-PR-PI-0005 | BK-GCS-PEDCO-120-PR-PI-0005 | BK-GCS-PEDCO-120-PR-PI-0005 | BK-GCS-PEDCO-120-PR-PI-0005 | GAS | GAS | GAS | BK-GCS-PEDCO-120-IN-DT-0010 | BK-GCS-PEDCO-120-IN-DT-0010 | BK-GCS-PEDCO-120-IN-DT-0010 | BK-GCS-PEDCO-120-IN-DT-0010 | BK-GCS-PEDCO-120-IN-PY-0003 | BK-GCS-PEDCO-120-IN-PY-0003 | BK-GCS-PEDCO-120-IN-PY-0003 | BK-GCS-PEDCO-120-IN-PY-0003 | BK-GCS-PEDCO-120-IN-PY-0003 | 9 | 9 | 5.3 | 5.3 | 85 | 85 | 37.17/19.23 | 37.17/19.23 | D02
85 | Gas Compression Inlet Knock Out Drum | Gas Compression Inlet Knock Out Drum | Gas Compression Inlet Knock Out Drum | XZSO-2110 | XZSO-2110 | Limit Switch Open (Included in ON-OFF Valve) | Limit Switch Open (Included in ON-OFF Valve) | FL-112-0017-AN07-2"-PT | FL-112-0017-AN07-2"-PT | FL-112-0017-AN07-2"-PT | FL-112-0017-AN07-2"-PT | FL-112-0017-AN07-2"-PT | BK-GCS-PEDCO-120-PR-PI-0005 | BK-GCS-PEDCO-120-PR-PI-0005 | BK-GCS-PEDCO-120-PR-PI-0005 | BK-GCS-PEDCO-120-PR-PI-0005 | BK-GCS-PEDCO-120-PR-PI-0005 | BK-GCS-PEDCO-120-PR-PI-0005 | GAS | GAS | GAS | BK-GCS-PEDCO-120-IN-DT-0010 | BK-GCS-PEDCO-120-IN-DT-0010 | BK-GCS-PEDCO-120-IN-DT-0010 | BK-GCS-PEDCO-120-IN-DT-0010 | BK-GCS-PEDCO-120-IN-PY-0003 | BK-GCS-PEDCO-120-IN-PY-0003 | BK-GCS-PEDCO-120-IN-PY-0003 | BK-GCS-PEDCO-120-IN-PY-0003 | BK-GCS-PEDCO-120-IN-PY-0003 | 9 | 9 | 5.3 | 5.3 | 85 | 85 | 37.17/19.23 | 37.17/19.23 | D02
86 | Gas Compression Inlet Knock Out Drum | Gas Compression Inlet Knock Out Drum | Gas Compression Inlet Knock Out Drum | XV-2110 | XV-2110 | ON/OFF VAVLE | ON/OFF VAVLE | FL-112-0017-AN07-2"-PT | FL-112-0017-AN07-2"-PT | FL-112-0017-AN07-2"-PT | FL-112-0017-AN07-2"-PT | FL-112-0017-AN07-2"-PT | BK-GCS-PEDCO-120-PR-PI-0005 | BK-GCS-PEDCO-120-PR-PI-0005 | BK-GCS-PEDCO-120-PR-PI-0005 | BK-GCS-PEDCO-120-PR-PI-0005 | BK-GCS-PEDCO-120-PR-PI-0005 | BK-GCS-PEDCO-120-PR-PI-0005 | GAS | GAS | GAS | BK-GCS-PEDCO-120-IN-DT-0010 | BK-GCS-PEDCO-120-IN-DT-0010 | BK-GCS-PEDCO-120-IN-DT-0010 | BK-GCS-PEDCO-120-IN-DT-0010 | BK-GCS-PEDCO-120-IN-PY-0003 | BK-GCS-PEDCO-120-IN-PY-0003 | BK-GCS-PEDCO-120-IN-PY-0003 | BK-GCS-PEDCO-120-IN-PY-0003 | BK-GCS-PEDCO-120-IN-PY-0003 | 9 | 9 | 5.3 | 5.3 | 85 | 85 | 37.17/19.23 | 37.17/19.23 | D02
87 | Gas Compression Inlet Knock Out Drum | Gas Compression Inlet Knock Out Drum | Gas Compression Inlet Knock Out Drum | PSOV-2110 | PSOV-2110 | Process Solenoid Valve | Process Solenoid Valve | FL-112-0017-AN07-2"-PT | FL-112-0017-AN07-2"-PT | FL-112-0017-AN07-2"-PT | FL-112-0017-AN07-2"-PT | FL-112-0017-AN07-2"-PT | BK-GCS-PEDCO-120-PR-PI-0005 | BK-GCS-PEDCO-120-PR-PI-0005 | BK-GCS-PEDCO-120-PR-PI-0005 | BK-GCS-PEDCO-120-PR-PI-0005 | BK-GCS-PEDCO-120-PR-PI-0005 | BK-GCS-PEDCO-120-PR-PI-0005 | GAS | GAS | GAS | BK-GCS-PEDCO-120-IN-DT-0013 | BK-GCS-PEDCO-120-IN-DT-0013 | BK-GCS-PEDCO-120-IN-DT-0013 | BK-GCS-PEDCO-120-IN-DT-0013 | BK-GCS-PEDCO-120-IN-PY-0003 | BK-GCS-PEDCO-120-IN-PY-0003 | BK-GCS-PEDCO-120-IN-PY-0003 | BK-GCS-PEDCO-120-IN-PY-0003 | BK-GCS-PEDCO-120-IN-PY-0003 | 9 | 9 | 5.3 | 5.3 | 85 | 85 | 37.17/19.23 | 37.17/19.23 | D02
88 | Gas Compression Inlet Knock Out Drum | Gas Compression Inlet Knock Out Drum | Gas Compression Inlet Knock Out Drum | RO-2112 | RO-2112 | Restriction Orifice | Restriction Orifice | FL-112-0017-AN07-2"-PT | FL-112-0017-AN07-2"-PT | FL-112-0017-AN07-2"-PT | FL-112-0017-AN07-2"-PT | FL-112-0017-AN07-2"-PT | BK-GCS-PEDCO-120-PR-PI-0005 | BK-GCS-PEDCO-120-PR-PI-0005 | BK-GCS-PEDCO-120-PR-PI-0005 | BK-GCS-PEDCO-120-PR-PI-0005 | BK-GCS-PEDCO-120-PR-PI-0005 | BK-GCS-PEDCO-120-PR-PI-0005 | GAS | GAS | GAS | BK-GCS-PEDCO-120-IN-DT-0013 | BK-GCS-PEDCO-120-IN-DT-0013 | BK-GCS-PEDCO-120-IN-DT-0013 | BK-GCS-PEDCO-120-IN-DT-0013 | BK-GCS-PEDCO-120-IN-PY-0003 | BK-GCS-PEDCO-120-IN-PY-0003 | BK-GCS-PEDCO-120-IN-PY-0003 | BK-GCS-PEDCO-120-IN-PY-0003 | BK-GCS-PEDCO-120-IN-PY-0003 | 9 | 9 | 5.3 | 5.3 | 85 | 85 | 37.17/19.23 | 37.17/19.23 | D02
89 | 1st Stage Gas Compression Suction Drums | 1st Stage Gas Compression Suction Drums | 1st Stage Gas Compression Suction Drums | PIT-2121A | PIT-2121A | Pressure Indicating Transmitter | Pressure Indicating Transmitter | GAS-111-0031A-AN05-8"-ET | GAS-111-0031A-AN05-8"-ET | GAS-111-0031A-AN05-8"-ET | GAS-111-0031A-AN05-8"-ET | GAS-111-0031A-AN05-8"-ET | BK-GCS-PEDCO-120-PR-PI-0006 (1 of 3) | BK-GCS-PEDCO-120-PR-PI-0006 (1 of 3) | BK-GCS-PEDCO-120-PR-PI-0006 (1 of 3) | BK-GCS-PEDCO-120-PR-PI-0006 (1 of 3) | BK-GCS-PEDCO-120-PR-PI-0006 (1 of 3) | BK-GCS-PEDCO-120-PR-PI-0006 (1 of 3) | GAS | GAS | GAS | BK-GCS-PEDCO-120-IN-DT-0004 | BK-GCS-PEDCO-120-IN-DT-0004 | BK-GCS-PEDCO-120-IN-DT-0004 | BK-GCS-PEDCO-120-IN-DT-0004 | BK-GCS-PEDCO-120-IN-PY-0003 | BK-GCS-PEDCO-120-IN-PY-0003 | BK-GCS-PEDCO-120-IN-PY-0003 | BK-GCS-PEDCO-120-IN-PY-0003 | BK-GCS-PEDCO-120-IN-PY-0003 | F.V/9 | F.V/9 | 4.9 | 4.9 | 85 | 85 | 36.78/18.88 | 36.78/18.88 | D02
90 | 1st Stage Gas Compression Suction Drums | 1st Stage Gas Compression Suction Drums | 1st Stage Gas Compression Suction Drums | PCV-2123A (By Compressor Vendor) | PCV-2123A (By Compressor Vendor) | Pressure Control Valve | Pressure Control Valve | GAS-111-0045A-FS00-6"-NP | GAS-111-0045A-FS00-6"-NP | GAS-111-0045A-FS00-6"-NP | GAS-111-0045A-FS00-6"-NP | GAS-111-0045A-FS00-6"-NP | BK-GCS-PEDCO-120-PR-PI-0006 (1 of 3) | BK-GCS-PEDCO-120-PR-PI-0006 (1 of 3) | BK-GCS-PEDCO-120-PR-PI-0006 (1 of 3) | BK-GCS-PEDCO-120-PR-PI-0006 (1 of 3) | BK-GCS-PEDCO-120-PR-PI-0006 (1 of 3) | BK-GCS-PEDCO-120-PR-PI-0006 (1 of 3) | GAS | GAS | GAS | By Compressor Vendor | By Compressor Vendor | By Compressor Vendor | By Compressor Vendor | By Compressor Vendor | By Compressor Vendor | By Compressor Vendor | By Compressor Vendor | By Compressor Vendor | 62 | 62 | 54.1 | 54.1 | 175 | 175 | 60 | 60 | D02
91 | 1st Stage Gas Compression Suction Drums | 1st Stage Gas Compression Suction Drums | 1st Stage Gas Compression Suction Drums | CZSC-2123A (By Compressor Vendor) | CZSC-2123A (By Compressor Vendor) | Limit Switch Close (Included in Control Valve) | Limit Switch Close (Included in Control Valve) | GAS-111-0045A-FS00-6"-NP | GAS-111-0045A-FS00-6"-NP | GAS-111-0045A-FS00-6"-NP | GAS-111-0045A-FS00-6"-NP | GAS-111-0045A-FS00-6"-NP | BK-GCS-PEDCO-120-PR-PI-0006 (1 of 3) | BK-GCS-PEDCO-120-PR-PI-0006 (1 of 3) | BK-GCS-PEDCO-120-PR-PI-0006 (1 of 3) | BK-GCS-PEDCO-120-PR-PI-0006 (1 of 3) | BK-GCS-PEDCO-120-PR-PI-0006 (1 of 3) | BK-GCS-PEDCO-120-PR-PI-0006 (1 of 3) | GAS | GAS | GAS | By Compressor Vendor | By Compressor Vendor | By Compressor Vendor | By Compressor Vendor | By Compressor Vendor | By Compressor Vendor | By Compressor Vendor | By Compressor Vendor | By Compressor Vendor | 62 | 62 | 54.1 | 54.1 | 85 | 85 | 60 | 60 | D02
92 | 1st Stage Gas Compression Suction Drums | 1st Stage Gas Compression Suction Drums | 1st Stage Gas Compression Suction Drums | CZSO-2123A (By Compressor Vendor) | CZSO-2123A (By Compressor Vendor) | Limit Switch Open (Included in Control Valve) | Limit Switch Open (Included in Control Valve) | GAS-111-0045A-FS00-6"-NP | GAS-111-0045A-FS00-6"-NP | GAS-111-0045A-FS00-6"-NP | GAS-111-0045A-FS00-6"-NP | GAS-111-0045A-FS00-6"-NP | BK-GCS-PEDCO-120-PR-PI-0006 (1 of 3) | BK-GCS-PEDCO-120-PR-PI-0006 (1 of 3) | BK-GCS-PEDCO-120-PR-PI-0006 (1 of 3) | BK-GCS-PEDCO-120-PR-PI-0006 (1 of 3) | BK-GCS-PEDCO-120-PR-PI-0006 (1 of 3) | BK-GCS-PEDCO-120-PR-PI-0006 (1 of 3) | GAS | GAS | GAS | By Compressor Vendor | By Compressor Vendor | By Compressor Vendor | By Compressor Vendor | By Compressor Vendor | By Compressor Vendor | By Compressor Vendor | By Compressor Vendor | By Compressor Vendor | 62 | 62 | 54.1 | 54.1 | 85 | 85 | 60 | 60 | D02
93 | 1st Stage Gas Compression Suction Drums | 1st Stage Gas Compression Suction Drums | 1st Stage Gas Compression Suction Drums | PSV-2121A | PSV-2121A | Pressure Safety Valve | Pressure Safety Valve | GAS-111-0029A-AN07-2"-PT | GAS-111-0029A-AN07-2"-PT | GAS-111-0029A-AN07-2"-PT | GAS-111-0029A-AN07-2"-PT | GAS-111-0029A-AN07-2"-PT | BK-GCS-PEDCO-120-PR-PI-0006 (1 of 3) | BK-GCS-PEDCO-120-PR-PI-0006 (1 of 3) | BK-GCS-PEDCO-120-PR-PI-0006 (1 of 3) | BK-GCS-PEDCO-120-PR-PI-0006 (1 of 3) | BK-GCS-PEDCO-120-PR-PI-0006 (1 of 3) | BK-GCS-PEDCO-120-PR-PI-0006 (1 of 3) | GAS | GAS | GAS | BK-GCS-PEDCO-120-IN-DT-0009 | BK-GCS-PEDCO-120-IN-DT-0009 | BK-GCS-PEDCO-120-IN-DT-0009 | BK-GCS-PEDCO-120-IN-DT-0009 | BK-GCS-PEDCO-120-IN-PY-0003 | BK-GCS-PEDCO-120-IN-PY-0003 | BK-GCS-PEDCO-120-IN-PY-0003 | BK-GCS-PEDCO-120-IN-PY-0003 | BK-GCS-PEDCO-120-IN-PY-0003 | F.V/9 | F.V/9 | 4.9 | 4.9 | 85 | 85 | 36.78/18.88 | 36.78/18.88 | D02
94 | 1st Stage Gas Compression Suction Drums | 1st Stage Gas Compression Suction Drums | 1st Stage Gas Compression Suction Drums | LIT-2122A | LIT-2122A | Level Indicating Transmitter | Level Indicating Transmitter | V-2101-A | V-2101-A | V-2101-A | V-2101-A | V-2101-A | BK-GCS-PEDCO-120-PR-PI-0006 (1 of 3) | BK-GCS-PEDCO-120-PR-PI-0006 (1 of 3) | BK-GCS-PEDCO-120-PR-PI-0006 (1 of 3) | BK-GCS-PEDCO-120-PR-PI-0006 (1 of 3) | BK-GCS-PEDCO-120-PR-PI-0006 (1 of 3) | BK-GCS-PEDCO-120-PR-PI-0006 (1 of 3) | LIQUID | LIQUID | LIQUID | BK-GCS-PEDCO-120-IN-DT-0006 | BK-GCS-PEDCO-120-IN-DT-0006 | BK-GCS-PEDCO-120-IN-DT-0006 | BK-GCS-PEDCO-120-IN-DT-0006 | BK-GCS-PEDCO-120-IN-PY-0003 | BK-GCS-PEDCO-120-IN-PY-0003 | BK-GCS-PEDCO-120-IN-PY-0003 | BK-GCS-PEDCO-120-IN-PY-0003 | BK-GCS-PEDCO-120-IN-PY-0003 | F.V/9 | F.V/9 | 5.1 | 5.1 | 85 | 85 | 36.92 | 36.92 | D02
95 | 1st Stage Gas Compression Suction Drums | 1st Stage Gas Compression Suction Drums | 1st Stage Gas Compression Suction Drums | TG-2121A | TG-2121A | Temperature Gauge | Temperature Gauge | V-2101-A | V-2101-A | V-2101-A | V-2101-A | V-2101-A | BK-GCS-PEDCO-120-PR-PI-0006 (1 of 3) | BK-GCS-PEDCO-120-PR-PI-0006 (1 of 3) | BK-GCS-PEDCO-120-PR-PI-0006 (1 of 3) | BK-GCS-PEDCO-120-PR-PI-0006 (1 of 3) | BK-GCS-PEDCO-120-PR-PI-0006 (1 of 3) | BK-GCS-PEDCO-120-PR-PI-0006 (1 of 3) | LIQUID | LIQUID | LIQUID | BK-GCS-PEDCO-120-IN-DT-0002 | BK-GCS-PEDCO-120-IN-DT-0002 | BK-GCS-PEDCO-120-IN-DT-0002 | BK-GCS-PEDCO-120-IN-DT-0002 | BK-GCS-PEDCO-120-IN-PY-0003 | BK-GCS-PEDCO-120-IN-PY-0003 | BK-GCS-PEDCO-120-IN-PY-0003 | BK-GCS-PEDCO-120-IN-PY-0003 | BK-GCS-PEDCO-120-IN-PY-0003 | F.V/9 | F.V/9 | 5.1 | 5.1 | 85 | 85 | 36.92 | 36.92 | D02
96 | 1st Stage Gas Compression Suction Drums | 1st Stage Gas Compression Suction Drums | 1st Stage Gas Compression Suction Drums | PG-2121A | PG-2121A | Pressure Gauge | Pressure Gauge | V-2101-A | V-2101-A | V-2101-A | V-2101-A | V-2101-A | BK-GCS-PEDCO-120-PR-PI-0006 (1 of 3) | BK-GCS-PEDCO-120-PR-PI-0006 (1 of 3) | BK-GCS-PEDCO-120-PR-PI-0006 (1 of 3) | BK-GCS-PEDCO-120-PR-PI-0006 (1 of 3) | BK-GCS-PEDCO-120-PR-PI-0006 (1 of 3) | BK-GCS-PEDCO-120-PR-PI-0006 (1 of 3) | GAS | GAS | GAS | BK-GCS-PEDCO-120-IN-DT-0001 | BK-GCS-PEDCO-120-IN-DT-0001 | BK-GCS-PEDCO-120-IN-DT-0001 | BK-GCS-PEDCO-120-IN-DT-0001 | BK-GCS-PEDCO-120-IN-PY-0003 | BK-GCS-PEDCO-120-IN-PY-0003 | BK-GCS-PEDCO-120-IN-PY-0003 | BK-GCS-PEDCO-120-IN-PY-0003 | BK-GCS-PEDCO-120-IN-PY-0003 | F.V/9 | F.V/9 | 5.1 | 5.1 | 85 | 85 | 36.92 | 36.92 | D02
97 | 1st Stage Gas Compression Suction Drums | 1st Stage Gas Compression Suction Drums | 1st Stage Gas Compression Suction Drums | PDIT-2121A | PDIT-2121A | Differential Pressure Indicating Transmitter | Differential Pressure Indicating Transmitter | V-2101-A | V-2101-A | V-2101-A | V-2101-A | V-2101-A | BK-GCS-PEDCO-120-PR-PI-0006 (1 of 3) | BK-GCS-PEDCO-120-PR-PI-0006 (1 of 3) | BK-GCS-PEDCO-120-PR-PI-0006 (1 of 3) | BK-GCS-PEDCO-120-PR-PI-0006 (1 of 3) | BK-GCS-PEDCO-120-PR-PI-0006 (1 of 3) | BK-GCS-PEDCO-120-PR-PI-0006 (1 of 3) | GAS | GAS | GAS | BK-GCS-PEDCO-120-IN-DT-0004 | BK-GCS-PEDCO-120-IN-DT-0004 | BK-GCS-PEDCO-120-IN-DT-0004 | BK-GCS-PEDCO-120-IN-DT-0004 | BK-GCS-PEDCO-120-IN-PY-0003 | BK-GCS-PEDCO-120-IN-PY-0003 | BK-GCS-PEDCO-120-IN-PY-0003 | BK-GCS-PEDCO-120-IN-PY-0003 | BK-GCS-PEDCO-120-IN-PY-0003 | F.V/9 | F.V/9 | 5.1 | 5.1 | 85 | 85 | 36.92 | 36.92 | D02
98 | 1st Stage Gas Compression Suction Drums | 1st Stage Gas Compression Suction Drums | 1st Stage Gas Compression Suction Drums | LG-2121A | LG-2121A | Level Gauge | Level Gauge | V-2101-A | V-2101-A | V-2101-A | V-2101-A | V-2101-A | BK-GCS-PEDCO-120-PR-PI-0006 (1 of 3) | BK-GCS-PEDCO-120-PR-PI-0006 (1 of 3) | BK-GCS-PEDCO-120-PR-PI-0006 (1 of 3) | BK-GCS-PEDCO-120-PR-PI-0006 (1 of 3) | BK-GCS-PEDCO-120-PR-PI-0006 (1 of 3) | BK-GCS-PEDCO-120-PR-PI-0006 (1 of 3) | LIQUID | LIQUID | LIQUID | BK-GCS-PEDCO-120-IN-DT-0003 | BK-GCS-PEDCO-120-IN-DT-0003 | BK-GCS-PEDCO-120-IN-DT-0003 | BK-GCS-PEDCO-120-IN-DT-0003 | BK-GCS-PEDCO-120-IN-PY-0003 | BK-GCS-PEDCO-120-IN-PY-0003 | BK-GCS-PEDCO-120-IN-PY-0003 | BK-GCS-PEDCO-120-IN-PY-0003 | BK-GCS-PEDCO-120-IN-PY-0003 | F.V/9 | F.V/9 | 5.1 | 5.1 | 85 | 85 | 36.92 | 36.92 | D02
99 | 1st Stage Gas Compression Suction Drums | 1st Stage Gas Compression Suction Drums | 1st Stage Gas Compression Suction Drums | LIT-2121A | LIT-2121A | Level Indicating Transmitter | Level Indicating Transmitter | V-2101-A | V-2101-A | V-2101-A | V-2101-A | V-2101-A | BK-GCS-PEDCO-120-PR-PI-0006 (1 of 3) | BK-GCS-PEDCO-120-PR-PI-0006 (1 of 3) | BK-GCS-PEDCO-120-PR-PI-0006 (1 of 3) | BK-GCS-PEDCO-120-PR-PI-0006 (1 of 3) | BK-GCS-PEDCO-120-PR-PI-0006 (1 of 3) | BK-GCS-PEDCO-120-PR-PI-0006 (1 of 3) | LIQUID | LIQUID | LIQUID | BK-GCS-PEDCO-120-IN-DT-0006 | BK-GCS-PEDCO-120-IN-DT-0006 | BK-GCS-PEDCO-120-IN-DT-0006 | BK-GCS-PEDCO-120-IN-DT-0006 | BK-GCS-PEDCO-120-IN-PY-0003 | BK-GCS-PEDCO-120-IN-PY-0003 | BK-GCS-PEDCO-120-IN-PY-0003 | BK-GCS-PEDCO-120-IN-PY-0003 | BK-GCS-PEDCO-120-IN-PY-0003 | F.V/9 | F.V/9 | 5.1 | 5.1 | 85 | 85 | 36.92 | 36.92 | D02
100 | 1st Stage Gas Compression Suction Drums | 1st Stage Gas Compression Suction Drums | 1st Stage Gas Compression Suction Drums | XZSC-2122A | XZSC-2122A | Limit Switch Close (Included in ON-OFF Valve) | Limit Switch Close (Included in ON-OFF Valve) | CDH-112-0021A-AS00-2"-NP | CDH-112-0021A-AS00-2"-NP | CDH-112-0021A-AS00-2"-NP | CDH-112-0021A-AS00-2"-NP | CDH-112-0021A-AS00-2"-NP | BK-GCS-PEDCO-120-PR-PI-0006 (1 of 3) | BK-GCS-PEDCO-120-PR-PI-0006 (1 of 3) | BK-GCS-PEDCO-120-PR-PI-0006 (1 of 3) | BK-GCS-PEDCO-120-PR-PI-0006 (1 of 3) | BK-GCS-PEDCO-120-PR-PI-0006 (1 of 3) | BK-GCS-PEDCO-120-PR-PI-0006 (1 of 3) | LIQUID | LIQUID | LIQUID | BK-GCS-PEDCO-120-IN-DT-0010 | BK-GCS-PEDCO-120-IN-DT-0010 | BK-GCS-PEDCO-120-IN-DT-0010 | BK-GCS-PEDCO-120-IN-DT-0010 | BK-GCS-PEDCO-120-IN-PY-0003 | BK-GCS-PEDCO-120-IN-PY-0003 | BK-GCS-PEDCO-120-IN-PY-0003 | BK-GCS-PEDCO-120-IN-PY-0003 | BK-GCS-PEDCO-120-IN-PY-0003 | F.V/9 | F.V/9 | 4.9 | 4.9 | 85 | 85 | 36.78/18.88 | 36.78/18.88 | D02
101 | 1st Stage Gas Compression Suction Drums | 1st Stage Gas Compression Suction Drums | 1st Stage Gas Compression Suction Drums | XZSO-2122A | XZSO-2122A | Limit Switch Open (Included in ON-OFF Valve) | Limit Switch Open (Included in ON-OFF Valve) | CDH-112-0021A-AS00-2"-NP | CDH-112-0021A-AS00-2"-NP | CDH-112-0021A-AS00-2"-NP | CDH-112-0021A-AS00-2"-NP | CDH-112-0021A-AS00-2"-NP | BK-GCS-PEDCO-120-PR-PI-0006 (1 of 3) | BK-GCS-PEDCO-120-PR-PI-0006 (1 of 3) | BK-GCS-PEDCO-120-PR-PI-0006 (1 of 3) | BK-GCS-PEDCO-120-PR-PI-0006 (1 of 3) | BK-GCS-PEDCO-120-PR-PI-0006 (1 of 3) | BK-GCS-PEDCO-120-PR-PI-0006 (1 of 3) | LIQUID | LIQUID | LIQUID | BK-GCS-PEDCO-120-IN-DT-0010 | BK-GCS-PEDCO-120-IN-DT-0010 | BK-GCS-PEDCO-120-IN-DT-0010 | BK-GCS-PEDCO-120-IN-DT-0010 | BK-GCS-PEDCO-120-IN-PY-0003 | BK-GCS-PEDCO-120-IN-PY-0003 | BK-GCS-PEDCO-120-IN-PY-0003 | BK-GCS-PEDCO-120-IN-PY-0003 | BK-GCS-PEDCO-120-IN-PY-0003 | F.V/9 | F.V/9 | 4.9 | 4.9 | 85 | 85 | 36.78/18.88 | 36.78/18.88 | D02
102 | 1st Stage Gas Compression Suction Drums | 1st Stage Gas Compression Suction Drums | 1st Stage Gas Compression Suction Drums | XV-2122A | XV-2122A | ON/OFF VAVLE | ON/OFF VAVLE | CDH-112-0021A-AS00-2"-NP | CDH-112-0021A-AS00-2"-NP | CDH-112-0021A-AS00-2"-NP | CDH-112-0021A-AS00-2"-NP | CDH-112-0021A-AS00-2"-NP | BK-GCS-PEDCO-120-PR-PI-0006 (1 of 3) | BK-GCS-PEDCO-120-PR-PI-0006 (1 of 3) | BK-GCS-PEDCO-120-PR-PI-0006 (1 of 3) | BK-GCS-PEDCO-120-PR-PI-0006 (1 of 3) | BK-GCS-PEDCO-120-PR-PI-0006 (1 of 3) | BK-GCS-PEDCO-120-PR-PI-0006 (1 of 3) | LIQUID | LIQUID | LIQUID | BK-GCS-PEDCO-120-IN-DT-0010 | BK-GCS-PEDCO-120-IN-DT-0010 | BK-GCS-PEDCO-120-IN-DT-0010 | BK-GCS-PEDCO-120-IN-DT-0010 | BK-GCS-PEDCO-120-IN-PY-0003 | BK-GCS-PEDCO-120-IN-PY-0003 | BK-GCS-PEDCO-120-IN-PY-0003 | BK-GCS-PEDCO-120-IN-PY-0003 | BK-GCS-PEDCO-120-IN-PY-0003 | F.V/9 | F.V/9 | 4.9 | 4.9 | 85 | 85 | 36.78/18.88 | 36.78/18.88 | D02
103 | 1st Stage Gas Compression Suction Drums | 1st Stage Gas Compression Suction Drums | 1st Stage Gas Compression Suction Drums | PSOV-2122A | PSOV-2122A | Process Solenoid Valve | Process Solenoid Valve | CDH-112-0021A-AS00-2"-NP | CDH-112-0021A-AS00-2"-NP | CDH-112-0021A-AS00-2"-NP | CDH-112-0021A-AS00-2"-NP | CDH-112-0021A-AS00-2"-NP | BK-GCS-PEDCO-120-PR-PI-0006 (1 of 3) | BK-GCS-PEDCO-120-PR-PI-0006 (1 of 3) | BK-GCS-PEDCO-120-PR-PI-0006 (1 of 3) | BK-GCS-PEDCO-120-PR-PI-0006 (1 of 3) | BK-GCS-PEDCO-120-PR-PI-0006 (1 of 3) | BK-GCS-PEDCO-120-PR-PI-0006 (1 of 3) | LIQUID | LIQUID | LIQUID | BK-GCS-PEDCO-120-IN-DT-0010 | BK-GCS-PEDCO-120-IN-DT-0010 | BK-GCS-PEDCO-120-IN-DT-0010 | BK-GCS-PEDCO-120-IN-DT-0010 | BK-GCS-PEDCO-120-IN-PY-0003 | BK-GCS-PEDCO-120-IN-PY-0003 | BK-GCS-PEDCO-120-IN-PY-0003 | BK-GCS-PEDCO-120-IN-PY-0003 | BK-GCS-PEDCO-120-IN-PY-0003 | F.V/9 | F.V/9 | 4.9 | 4.9 | 85 | 85 | 36.78/18.88 | 36.78/18.88 | D02
104 | 1st Stage Gas Compression Suction Drums | 1st Stage Gas Compression Suction Drums | 1st Stage Gas Compression Suction Drums | ESOV-2122A | ESOV-2122A | ESD Solenoid Valve | ESD Solenoid Valve | CDH-112-0021A-AS00-2"-NP | CDH-112-0021A-AS00-2"-NP | CDH-112-0021A-AS00-2"-NP | CDH-112-0021A-AS00-2"-NP | CDH-112-0021A-AS00-2"-NP | BK-GCS-PEDCO-120-PR-PI-0006 (1 of 3) | BK-GCS-PEDCO-120-PR-PI-0006 (1 of 3) | BK-GCS-PEDCO-120-PR-PI-0006 (1 of 3) | BK-GCS-PEDCO-120-PR-PI-0006 (1 of 3) | BK-GCS-PEDCO-120-PR-PI-0006 (1 of 3) | BK-GCS-PEDCO-120-PR-PI-0006 (1 of 3) | LIQUID | LIQUID | LIQUID | BK-GCS-PEDCO-120-IN-DT-0010 | BK-GCS-PEDCO-120-IN-DT-0010 | BK-GCS-PEDCO-120-IN-DT-0010 | BK-GCS-PEDCO-120-IN-DT-0010 | BK-GCS-PEDCO-120-IN-PY-0003 | BK-GCS-PEDCO-120-IN-PY-0003 | BK-GCS-PEDCO-120-IN-PY-0003 | BK-GCS-PEDCO-120-IN-PY-0003 | BK-GCS-PEDCO-120-IN-PY-0003 | F.V/9 | F.V/9 | 4.9 | 4.9 | 85 | 85 | 36.78/18.88 | 36.78/18.88 | D02
105 | 1st Stage Gas Compression Suction Drums | 1st Stage Gas Compression Suction Drums | 1st Stage Gas Compression Suction Drums | XZSC-2121A | XZSC-2121A | Limit Switch Close (Included in ON-OFF Valve) | Limit Switch Close (Included in ON-OFF Valve) | GAS-111-0026A-AN07-8"-PT | GAS-111-0026A-AN07-8"-PT | GAS-111-0026A-AN07-8"-PT | GAS-111-0026A-AN07-8"-PT | GAS-111-0026A-AN07-8"-PT | BK-GCS-PEDCO-120-PR-PI-0006 (1 of 3) | BK-GCS-PEDCO-120-PR-PI-0006 (1 of 3) | BK-GCS-PEDCO-120-PR-PI-0006 (1 of 3) | BK-GCS-PEDCO-120-PR-PI-0006 (1 of 3) | BK-GCS-PEDCO-120-PR-PI-0006 (1 of 3) | BK-GCS-PEDCO-120-PR-PI-0006 (1 of 3) | GAS | GAS | GAS | BK-GCS-PEDCO-120-IN-DT-0010 | BK-GCS-PEDCO-120-IN-DT-0010 | BK-GCS-PEDCO-120-IN-DT-0010 | BK-GCS-PEDCO-120-IN-DT-0010 | BK-GCS-PEDCO-120-IN-PY-0003 | BK-GCS-PEDCO-120-IN-PY-0003 | BK-GCS-PEDCO-120-IN-PY-0003 | BK-GCS-PEDCO-120-IN-PY-0003 | BK-GCS-PEDCO-120-IN-PY-0003 | 9 | 9 | 5.3 | 5.3 | 85 | 85 | 37.17/19.23 | 37.17/19.23 | D02
106 | 1st Stage Gas Compression Suction Drums | 1st Stage Gas Compression Suction Drums | 1st Stage Gas Compression Suction Drums | XZSO-2121A | XZSO-2121A | Limit Switch Open (Included in ON-OFF Valve) | Limit Switch Open (Included in ON-OFF Valve) | GAS-111-0026A-AN07-8"-PT | GAS-111-0026A-AN07-8"-PT | GAS-111-0026A-AN07-8"-PT | GAS-111-0026A-AN07-8"-PT | GAS-111-0026A-AN07-8"-PT | BK-GCS-PEDCO-120-PR-PI-0006 (1 of 3) | BK-GCS-PEDCO-120-PR-PI-0006 (1 of 3) | BK-GCS-PEDCO-120-PR-PI-0006 (1 of 3) | BK-GCS-PEDCO-120-PR-PI-0006 (1 of 3) | BK-GCS-PEDCO-120-PR-PI-0006 (1 of 3) | BK-GCS-PEDCO-120-PR-PI-0006 (1 of 3) | GAS | GAS | GAS | BK-GCS-PEDCO-120-IN-DT-0010 | BK-GCS-PEDCO-120-IN-DT-0010 | BK-GCS-PEDCO-120-IN-DT-0010 | BK-GCS-PEDCO-120-IN-DT-0010 | BK-GCS-PEDCO-120-IN-PY-0003 | BK-GCS-PEDCO-120-IN-PY-0003 | BK-GCS-PEDCO-120-IN-PY-0003 | BK-GCS-PEDCO-120-IN-PY-0003 | BK-GCS-PEDCO-120-IN-PY-0003 | 9 | 9 | 5.3 | 5.3 | 85 | 85 | 37.17/19.23 | 37.17/19.23 | D02
107 | 1st Stage Gas Compression Suction Drums | 1st Stage Gas Compression Suction Drums | 1st Stage Gas Compression Suction Drums | PSOV-2121A | PSOV-2121A | Process Solenoid Valve | Process Solenoid Valve | GAS-111-0026A-AN07-8"-PT | GAS-111-0026A-AN07-8"-PT | GAS-111-0026A-AN07-8"-PT | GAS-111-0026A-AN07-8"-PT | GAS-111-0026A-AN07-8"-PT | BK-GCS-PEDCO-120-PR-PI-0006 (1 of 3) | BK-GCS-PEDCO-120-PR-PI-0006 (1 of 3) | BK-GCS-PEDCO-120-PR-PI-0006 (1 of 3) | BK-GCS-PEDCO-120-PR-PI-0006 (1 of 3) | BK-GCS-PEDCO-120-PR-PI-0006 (1 of 3) | BK-GCS-PEDCO-120-PR-PI-0006 (1 of 3) | GAS | GAS | GAS | BK-GCS-PEDCO-120-IN-DT-0010 | BK-GCS-PEDCO-120-IN-DT-0010 | BK-GCS-PEDCO-120-IN-DT-0010 | BK-GCS-PEDCO-120-IN-DT-0010 | BK-GCS-PEDCO-120-IN-PY-0003 | BK-GCS-PEDCO-120-IN-PY-0003 | BK-GCS-PEDCO-120-IN-PY-0003 | BK-GCS-PEDCO-120-IN-PY-0003 | BK-GCS-PEDCO-120-IN-PY-0003 | 9 | 9 | 5.3 | 5.3 | 85 | 85 | 37.17/19.23 | 37.17/19.23 | D02
108 | 1st Stage Gas Compression Suction Drums | 1st Stage Gas Compression Suction Drums | 1st Stage Gas Compression Suction Drums | ESOV-2121A | ESOV-2121A | ESD Solenoid Valve | ESD Solenoid Valve | GAS-111-0026A-AN07-8"-PT | GAS-111-0026A-AN07-8"-PT | GAS-111-0026A-AN07-8"-PT | GAS-111-0026A-AN07-8"-PT | GAS-111-0026A-AN07-8"-PT | BK-GCS-PEDCO-120-PR-PI-0006 (1 of 3) | BK-GCS-PEDCO-120-PR-PI-0006 (1 of 3) | BK-GCS-PEDCO-120-PR-PI-0006 (1 of 3) | BK-GCS-PEDCO-120-PR-PI-0006 (1 of 3) | BK-GCS-PEDCO-120-PR-PI-0006 (1 of 3) | BK-GCS-PEDCO-120-PR-PI-0006 (1 of 3) | GAS | GAS | GAS | BK-GCS-PEDCO-120-IN-DT-0010 | BK-GCS-PEDCO-120-IN-DT-0010 | BK-GCS-PEDCO-120-IN-DT-0010 | BK-GCS-PEDCO-120-IN-DT-0010 | BK-GCS-PEDCO-120-IN-PY-0003 | BK-GCS-PEDCO-120-IN-PY-0003 | BK-GCS-PEDCO-120-IN-PY-0003 | BK-GCS-PEDCO-120-IN-PY-0003 | BK-GCS-PEDCO-120-IN-PY-0003 | 9 | 9 | 5.3 | 5.3 | 85 | 85 | 37.17/19.23 | 37.17/19.23 | D02
109 | 1st Stage Gas Compression Suction Drums | 1st Stage Gas Compression Suction Drums | 1st Stage Gas Compression Suction Drums | XV-2121A | XV-2121A | ON/OFF VAVLE | ON/OFF VAVLE | GAS-111-0026A-AN07-8"-PT | GAS-111-0026A-AN07-8"-PT | GAS-111-0026A-AN07-8"-PT | GAS-111-0026A-AN07-8"-PT | GAS-111-0026A-AN07-8"-PT | BK-GCS-PEDCO-120-PR-PI-0006 (1 of 3) | BK-GCS-PEDCO-120-PR-PI-0006 (1 of 3) | BK-GCS-PEDCO-120-PR-PI-0006 (1 of 3) | BK-GCS-PEDCO-120-PR-PI-0006 (1 of 3) | BK-GCS-PEDCO-120-PR-PI-0006 (1 of 3) | BK-GCS-PEDCO-120-PR-PI-0006 (1 of 3) | GAS | GAS | GAS | BK-GCS-PEDCO-120-IN-DT-0010 | BK-GCS-PEDCO-120-IN-DT-0010 | BK-GCS-PEDCO-120-IN-DT-0010 | BK-GCS-PEDCO-120-IN-DT-0010 | BK-GCS-PEDCO-120-IN-PY-0003 | BK-GCS-PEDCO-120-IN-PY-0003 | BK-GCS-PEDCO-120-IN-PY-0003 | BK-GCS-PEDCO-120-IN-PY-0003 | BK-GCS-PEDCO-120-IN-PY-0003 | 9 | 9 | 5.3 | 5.3 | 85 | 85 | 37.17/19.23 | 37.17/19.23 | D02
110 | 1st Stage Gas Compression Suction Drums | 1st Stage Gas Compression Suction Drums | 1st Stage Gas Compression Suction Drums | PIT-2121B | PIT-2121B | Pressure Indicating Transmitter | Pressure Indicating Transmitter | GAS-111-0031B-AN05-8"-ET | GAS-111-0031B-AN05-8"-ET | GAS-111-0031B-AN05-8"-ET | GAS-111-0031B-AN05-8"-ET | GAS-111-0031B-AN05-8"-ET | BK-GCS-PEDCO-120-PR-PI-0006 (2 of 3) | BK-GCS-PEDCO-120-PR-PI-0006 (2 of 3) | BK-GCS-PEDCO-120-PR-PI-0006 (2 of 3) | BK-GCS-PEDCO-120-PR-PI-0006 (2 of 3) | BK-GCS-PEDCO-120-PR-PI-0006 (2 of 3) | BK-GCS-PEDCO-120-PR-PI-0006 (2 of 3) | GAS | GAS | GAS | BK-GCS-PEDCO-120-IN-DT-0004 | BK-GCS-PEDCO-120-IN-DT-0004 | BK-GCS-PEDCO-120-IN-DT-0004 | BK-GCS-PEDCO-120-IN-DT-0004 | BK-GCS-PEDCO-120-IN-PY-0003 | BK-GCS-PEDCO-120-IN-PY-0003 | BK-GCS-PEDCO-120-IN-PY-0003 | BK-GCS-PEDCO-120-IN-PY-0003 | BK-GCS-PEDCO-120-IN-PY-0003 | F.V/9 | F.V/9 | 4.9 | 4.9 | 85 | 85 | 36.78/18.88 | 36.78/18.88 | D02
111 | 1st Stage Gas Compression Suction Drums | 1st Stage Gas Compression Suction Drums | 1st Stage Gas Compression Suction Drums | PCV-2123B | PCV-2123B | Pressure Control Valve | Pressure Control Valve | GAS-111-0045B-FS00-6"-NP | GAS-111-0045B-FS00-6"-NP | GAS-111-0045B-FS00-6"-NP | GAS-111-0045B-FS00-6"-NP | GAS-111-0045B-FS00-6"-NP | BK-GCS-PEDCO-120-PR-PI-0006 (2 of 3) | BK-GCS-PEDCO-120-PR-PI-0006 (2 of 3) | BK-GCS-PEDCO-120-PR-PI-0006 (2 of 3) | BK-GCS-PEDCO-120-PR-PI-0006 (2 of 3) | BK-GCS-PEDCO-120-PR-PI-0006 (2 of 3) | BK-GCS-PEDCO-120-PR-PI-0006 (2 of 3) | GAS | GAS | GAS | By Compressor Vendor | By Compressor Vendor | By Compressor Vendor | By Compressor Vendor | By Compressor Vendor | By Compressor Vendor | By Compressor Vendor | By Compressor Vendor | By Compressor Vendor | 62 | 62 | 54.1 | 54.1 | 175 | 175 | 60 | 60 | D02
112 | 1st Stage Gas Compression Suction Drums | 1st Stage Gas Compression Suction Drums | 1st Stage Gas Compression Suction Drums | CZSC-2123B (By Compressor Vendor) | CZSC-2123B (By Compressor Vendor) | Limit Switch Close (Included in Control Valve) | Limit Switch Close (Included in Control Valve) | GAS-111-0045A-FS00-6"-NP | GAS-111-0045A-FS00-6"-NP | GAS-111-0045A-FS00-6"-NP | GAS-111-0045A-FS00-6"-NP | GAS-111-0045A-FS00-6"-NP | BK-GCS-PEDCO-120-PR-PI-0006 (2 of 3) | BK-GCS-PEDCO-120-PR-PI-0006 (2 of 3) | BK-GCS-PEDCO-120-PR-PI-0006 (2 of 3) | BK-GCS-PEDCO-120-PR-PI-0006 (2 of 3) | BK-GCS-PEDCO-120-PR-PI-0006 (2 of 3) | BK-GCS-PEDCO-120-PR-PI-0006 (2 of 3) | GAS | GAS | GAS | By Compressor Vendor | By Compressor Vendor | By Compressor Vendor | By Compressor Vendor | By Compressor Vendor | By Compressor Vendor | By Compressor Vendor | By Compressor Vendor | By Compressor Vendor | 62 | 62 | 54.1 | 54.1 | 85 | 85 | 60 | 60 | D02
113 | 1st Stage Gas Compression Suction Drums | 1st Stage Gas Compression Suction Drums | 1st Stage Gas Compression Suction Drums | CZSO-2123B (By Compressor Vendor) | CZSO-2123B (By Compressor Vendor) | Limit Switch Open (Included in Control Valve) | Limit Switch Open (Included in Control Valve) | GAS-111-0045A-FS00-6"-NP | GAS-111-0045A-FS00-6"-NP | GAS-111-0045A-FS00-6"-NP | GAS-111-0045A-FS00-6"-NP | GAS-111-0045A-FS00-6"-NP | BK-GCS-PEDCO-120-PR-PI-0006 (2 of 3) | BK-GCS-PEDCO-120-PR-PI-0006 (2 of 3) | BK-GCS-PEDCO-120-PR-PI-0006 (2 of 3) | BK-GCS-PEDCO-120-PR-PI-0006 (2 of 3) | BK-GCS-PEDCO-120-PR-PI-0006 (2 of 3) | BK-GCS-PEDCO-120-PR-PI-0006 (2 of 3) | GAS | GAS | GAS | By Compressor Vendor | By Compressor Vendor | By Compressor Vendor | By Compressor Vendor | By Compressor Vendor | By Compressor Vendor | By Compressor Vendor | By Compressor Vendor | By Compressor Vendor | 62 | 62 | 54.1 | 54.1 | 85 | 85 | 60 | 60 | D02
114 | 1st Stage Gas Compression Suction Drums | 1st Stage Gas Compression Suction Drums | 1st Stage Gas Compression Suction Drums | PSV-2121B | PSV-2121B | Pressure Safety Valve | Pressure Safety Valve | GAS-111-0029B-AN07-2"-PT | GAS-111-0029B-AN07-2"-PT | GAS-111-0029B-AN07-2"-PT | GAS-111-0029B-AN07-2"-PT | GAS-111-0029B-AN07-2"-PT | BK-GCS-PEDCO-120-PR-PI-0006 (2 of 3) | BK-GCS-PEDCO-120-PR-PI-0006 (2 of 3) | BK-GCS-PEDCO-120-PR-PI-0006 (2 of 3) | BK-GCS-PEDCO-120-PR-PI-0006 (2 of 3) | BK-GCS-PEDCO-120-PR-PI-0006 (2 of 3) | BK-GCS-PEDCO-120-PR-PI-0006 (2 of 3) | GAS | GAS | GAS | BK-GCS-PEDCO-120-IN-DT-0009 | BK-GCS-PEDCO-120-IN-DT-0009 | BK-GCS-PEDCO-120-IN-DT-0009 | BK-GCS-PEDCO-120-IN-DT-0009 | BK-GCS-PEDCO-120-IN-PY-0003 | BK-GCS-PEDCO-120-IN-PY-0003 | BK-GCS-PEDCO-120-IN-PY-0003 | BK-GCS-PEDCO-120-IN-PY-0003 | BK-GCS-PEDCO-120-IN-PY-0003 | F.V/9 | F.V/9 | 4.9 | 4.9 | 85 | 85 | 36.78/18.88 | 36.78/18.88 | D02
115 | 1st Stage Gas Compression Suction Drums | 1st Stage Gas Compression Suction Drums | 1st Stage Gas Compression Suction Drums | LIT-2122B | LIT-2122B | Level Indicating Transmitter | Level Indicating Transmitter | V-2101-B | V-2101-B | V-2101-B | V-2101-B | V-2101-B | BK-GCS-PEDCO-120-PR-PI-0006 (2 of 3) | BK-GCS-PEDCO-120-PR-PI-0006 (2 of 3) | BK-GCS-PEDCO-120-PR-PI-0006 (2 of 3) | BK-GCS-PEDCO-120-PR-PI-0006 (2 of 3) | BK-GCS-PEDCO-120-PR-PI-0006 (2 of 3) | BK-GCS-PEDCO-120-PR-PI-0006 (2 of 3) | LIQUID | LIQUID | LIQUID | BK-GCS-PEDCO-120-IN-DT-0006 | BK-GCS-PEDCO-120-IN-DT-0006 | BK-GCS-PEDCO-120-IN-DT-0006 | BK-GCS-PEDCO-120-IN-DT-0006 | BK-GCS-PEDCO-120-IN-PY-0003 | BK-GCS-PEDCO-120-IN-PY-0003 | BK-GCS-PEDCO-120-IN-PY-0003 | BK-GCS-PEDCO-120-IN-PY-0003 | BK-GCS-PEDCO-120-IN-PY-0003 | F.V/9 | F.V/9 | 5.1 | 5.1 | 85 | 85 | 36.92 | 36.92 | D02
116 | 1st Stage Gas Compression Suction Drums | 1st Stage Gas Compression Suction Drums | 1st Stage Gas Compression Suction Drums | TG-2121B | TG-2121B | Temperature Gauge | Temperature Gauge | V-2101-B | V-2101-B | V-2101-B | V-2101-B | V-2101-B | BK-GCS-PEDCO-120-PR-PI-0006 (2 of 3) | BK-GCS-PEDCO-120-PR-PI-0006 (2 of 3) | BK-GCS-PEDCO-120-PR-PI-0006 (2 of 3) | BK-GCS-PEDCO-120-PR-PI-0006 (2 of 3) | BK-GCS-PEDCO-120-PR-PI-0006 (2 of 3) | BK-GCS-PEDCO-120-PR-PI-0006 (2 of 3) | LIQUID | LIQUID | LIQUID | BK-GCS-PEDCO-120-IN-DT-0002 | BK-GCS-PEDCO-120-IN-DT-0002 | BK-GCS-PEDCO-120-IN-DT-0002 | BK-GCS-PEDCO-120-IN-DT-0002 | BK-GCS-PEDCO-120-IN-PY-0003 | BK-GCS-PEDCO-120-IN-PY-0003 | BK-GCS-PEDCO-120-IN-PY-0003 | BK-GCS-PEDCO-120-IN-PY-0003 | BK-GCS-PEDCO-120-IN-PY-0003 | F.V/9 | F.V/9 | 5.1 | 5.1 | 85 | 85 | 36.92 | 36.92 | D02
117 | 1st Stage Gas Compression Suction Drums | 1st Stage Gas Compression Suction Drums | 1st Stage Gas Compression Suction Drums | PG-2121B | PG-2121B | Pressure Gauge | Pressure Gauge | V-2101-B | V-2101-B | V-2101-B | V-2101-B | V-2101-B | BK-GCS-PEDCO-120-PR-PI-0006 (2 of 3) | BK-GCS-PEDCO-120-PR-PI-0006 (2 of 3) | BK-GCS-PEDCO-120-PR-PI-0006 (2 of 3) | BK-GCS-PEDCO-120-PR-PI-0006 (2 of 3) | BK-GCS-PEDCO-120-PR-PI-0006 (2 of 3) | BK-GCS-PEDCO-120-PR-PI-0006 (2 of 3) | GAS | GAS | GAS | BK-GCS-PEDCO-120-IN-DT-0001 | BK-GCS-PEDCO-120-IN-DT-0001 | BK-GCS-PEDCO-120-IN-DT-0001 | BK-GCS-PEDCO-120-IN-DT-0001 | BK-GCS-PEDCO-120-IN-PY-0003 | BK-GCS-PEDCO-120-IN-PY-0003 | BK-GCS-PEDCO-120-IN-PY-0003 | BK-GCS-PEDCO-120-IN-PY-0003 | BK-GCS-PEDCO-120-IN-PY-0003 | F.V/9 | F.V/9 | 5.1 | 5.1 | 85 | 85 | 36.92 | 36.92 | D02
118 | 1st Stage Gas Compression Suction Drums | 1st Stage Gas Compression Suction Drums | 1st Stage Gas Compression Suction Drums | PDIT-2121B | PDIT-2121B | Differential Pressure Indicating Transmitter | Differential Pressure Indicating Transmitter | V-2101-B | V-2101-B | V-2101-B | V-2101-B | V-2101-B | BK-GCS-PEDCO-120-PR-PI-0006 (2 of 3) | BK-GCS-PEDCO-120-PR-PI-0006 (2 of 3) | BK-GCS-PEDCO-120-PR-PI-0006 (2 of 3) | BK-GCS-PEDCO-120-PR-PI-0006 (2 of 3) | BK-GCS-PEDCO-120-PR-PI-0006 (2 of 3) | BK-GCS-PEDCO-120-PR-PI-0006 (2 of 3) | GAS | GAS | GAS | BK-GCS-PEDCO-120-IN-DT-0004 | BK-GCS-PEDCO-120-IN-DT-0004 | BK-GCS-PEDCO-120-IN-DT-0004 | BK-GCS-PEDCO-120-IN-DT-0004 | BK-GCS-PEDCO-120-IN-PY-0003 | BK-GCS-PEDCO-120-IN-PY-0003 | BK-GCS-PEDCO-120-IN-PY-0003 | BK-GCS-PEDCO-120-IN-PY-0003 | BK-GCS-PEDCO-120-IN-PY-0003 | F.V/9 | F.V/9 | 5.1 | 5.1 | 85 | 85 | 36.92 | 36.92 | D02
119 | 1st Stage Gas Compression Suction Drums | 1st Stage Gas Compression Suction Drums | 1st Stage Gas Compression Suction Drums | LG-2121B | LG-2121B | Level Gauge | Level Gauge | V-2101-B | V-2101-B | V-2101-B | V-2101-B | V-2101-B | BK-GCS-PEDCO-120-PR-PI-0006 (2 of 3) | BK-GCS-PEDCO-120-PR-PI-0006 (2 of 3) | BK-GCS-PEDCO-120-PR-PI-0006 (2 of 3) | BK-GCS-PEDCO-120-PR-PI-0006 (2 of 3) | BK-GCS-PEDCO-120-PR-PI-0006 (2 of 3) | BK-GCS-PEDCO-120-PR-PI-0006 (2 of 3) | LIQUID | LIQUID | LIQUID | BK-GCS-PEDCO-120-IN-DT-0003 | BK-GCS-PEDCO-120-IN-DT-0003 | BK-GCS-PEDCO-120-IN-DT-0003 | BK-GCS-PEDCO-120-IN-DT-0003 | BK-GCS-PEDCO-120-IN-PY-0003 | BK-GCS-PEDCO-120-IN-PY-0003 | BK-GCS-PEDCO-120-IN-PY-0003 | BK-GCS-PEDCO-120-IN-PY-0003 | BK-GCS-PEDCO-120-IN-PY-0003 | F.V/9 | F.V/9 | 5.1 | 5.1 | 85 | 85 | 36.92 | 36.92 | D02
120 | 1st Stage Gas Compression Suction Drums | 1st Stage Gas Compression Suction Drums | 1st Stage Gas Compression Suction Drums | LIT-2121B | LIT-2121B | Level Indicating Transmitter | Level Indicating Transmitter | V-2101-B | V-2101-B | V-2101-B | V-2101-B | V-2101-B | BK-GCS-PEDCO-120-PR-PI-0006 (2 of 3) | BK-GCS-PEDCO-120-PR-PI-0006 (2 of 3) | BK-GCS-PEDCO-120-PR-PI-0006 (2 of 3) | BK-GCS-PEDCO-120-PR-PI-0006 (2 of 3) | BK-GCS-PEDCO-120-PR-PI-0006 (2 of 3) | BK-GCS-PEDCO-120-PR-PI-0006 (2 of 3) | LIQUID | LIQUID | LIQUID | BK-GCS-PEDCO-120-IN-DT-0006 | BK-GCS-PEDCO-120-IN-DT-0006 | BK-GCS-PEDCO-120-IN-DT-0006 | BK-GCS-PEDCO-120-IN-DT-0006 | BK-GCS-PEDCO-120-IN-PY-0003 | BK-GCS-PEDCO-120-IN-PY-0003 | BK-GCS-PEDCO-120-IN-PY-0003 | BK-GCS-PEDCO-120-IN-PY-0003 | BK-GCS-PEDCO-120-IN-PY-0003 | F.V/9 | F.V/9 | 5.1 | 5.1 | 85 | 85 | 36.92 | 36.92 | D02
121 | 1st Stage Gas Compression Suction Drums | 1st Stage Gas Compression Suction Drums | 1st Stage Gas Compression Suction Drums | XZSC-2122B | XZSC-2122B | Limit Switch Close (Included in ON-OFF Valve) | Limit Switch Close (Included in ON-OFF Valve) | CDH-112-0021B-AS00-2"-NP | CDH-112-0021B-AS00-2"-NP | CDH-112-0021B-AS00-2"-NP | CDH-112-0021B-AS00-2"-NP | CDH-112-0021B-AS00-2"-NP | BK-GCS-PEDCO-120-PR-PI-0006 (2 of 3) | BK-GCS-PEDCO-120-PR-PI-0006 (2 of 3) | BK-GCS-PEDCO-120-PR-PI-0006 (2 of 3) | BK-GCS-PEDCO-120-PR-PI-0006 (2 of 3) | BK-GCS-PEDCO-120-PR-PI-0006 (2 of 3) | BK-GCS-PEDCO-120-PR-PI-0006 (2 of 3) | LIQUID | LIQUID | LIQUID | BK-GCS-PEDCO-120-IN-DT-0010 | BK-GCS-PEDCO-120-IN-DT-0010 | BK-GCS-PEDCO-120-IN-DT-0010 | BK-GCS-PEDCO-120-IN-DT-0010 | BK-GCS-PEDCO-120-IN-PY-0003 | BK-GCS-PEDCO-120-IN-PY-0003 | BK-GCS-PEDCO-120-IN-PY-0003 | BK-GCS-PEDCO-120-IN-PY-0003 | BK-GCS-PEDCO-120-IN-PY-0003 | F.V/9 | F.V/9 | 4.9 | 4.9 | 85 | 85 | 36.78/18.88 | 36.78/18.88 | D02
122 | 1st Stage Gas Compression Suction Drums | 1st Stage Gas Compression Suction Drums | 1st Stage Gas Compression Suction Drums | XZSO-2122B | XZSO-2122B | Limit Switch Open (Included in ON-OFF Valve) | Limit Switch Open (Included in ON-OFF Valve) | CDH-112-0021B-AS00-2"-NP | CDH-112-0021B-AS00-2"-NP | CDH-112-0021B-AS00-2"-NP | CDH-112-0021B-AS00-2"-NP | CDH-112-0021B-AS00-2"-NP | BK-GCS-PEDCO-120-PR-PI-0006 (2 of 3) | BK-GCS-PEDCO-120-PR-PI-0006 (2 of 3) | BK-GCS-PEDCO-120-PR-PI-0006 (2 of 3) | BK-GCS-PEDCO-120-PR-PI-0006 (2 of 3) | BK-GCS-PEDCO-120-PR-PI-0006 (2 of 3) | BK-GCS-PEDCO-120-PR-PI-0006 (2 of 3) | LIQUID | LIQUID | LIQUID | BK-GCS-PEDCO-120-IN-DT-0010 | BK-GCS-PEDCO-120-IN-DT-0010 | BK-GCS-PEDCO-120-IN-DT-0010 | BK-GCS-PEDCO-120-IN-DT-0010 | BK-GCS-PEDCO-120-IN-PY-0003 | BK-GCS-PEDCO-120-IN-PY-0003 | BK-GCS-PEDCO-120-IN-PY-0003 | BK-GCS-PEDCO-120-IN-PY-0003 | BK-GCS-PEDCO-120-IN-PY-0003 | F.V/9 | F.V/9 | 4.9 | 4.9 | 85 | 85 | 36.78/18.88 | 36.78/18.88 | D02
123 | 1st Stage Gas Compression Suction Drums | 1st Stage Gas Compression Suction Drums | 1st Stage Gas Compression Suction Drums | XV-2122B | XV-2122B | ON/OFF VAVLE | ON/OFF VAVLE | CDH-112-0021B-AS00-2"-NP | CDH-112-0021B-AS00-2"-NP | CDH-112-0021B-AS00-2"-NP | CDH-112-0021B-AS00-2"-NP | CDH-112-0021B-AS00-2"-NP | BK-GCS-PEDCO-120-PR-PI-0006 (2 of 3) | BK-GCS-PEDCO-120-PR-PI-0006 (2 of 3) | BK-GCS-PEDCO-120-PR-PI-0006 (2 of 3) | BK-GCS-PEDCO-120-PR-PI-0006 (2 of 3) | BK-GCS-PEDCO-120-PR-PI-0006 (2 of 3) | BK-GCS-PEDCO-120-PR-PI-0006 (2 of 3) | LIQUID | LIQUID | LIQUID | BK-GCS-PEDCO-120-IN-DT-0010 | BK-GCS-PEDCO-120-IN-DT-0010 | BK-GCS-PEDCO-120-IN-DT-0010 | BK-GCS-PEDCO-120-IN-DT-0010 | BK-GCS-PEDCO-120-IN-PY-0003 | BK-GCS-PEDCO-120-IN-PY-0003 | BK-GCS-PEDCO-120-IN-PY-0003 | BK-GCS-PEDCO-120-IN-PY-0003 | BK-GCS-PEDCO-120-IN-PY-0003 | F.V/9 | F.V/9 | 4.9 | 4.9 | 85 | 85 | 36.78/18.88 | 36.78/18.88 | D02
124 | 1st Stage Gas Compression Suction Drums | 1st Stage Gas Compression Suction Drums | 1st Stage Gas Compression Suction Drums | PSOV-2122B | PSOV-2122B | Process Solenoid Valve | Process Solenoid Valve | CDH-112-0021B-AS00-2"-NP | CDH-112-0021B-AS00-2"-NP | CDH-112-0021B-AS00-2"-NP | CDH-112-0021B-AS00-2"-NP | CDH-112-0021B-AS00-2"-NP | BK-GCS-PEDCO-120-PR-PI-0006 (2 of 3) | BK-GCS-PEDCO-120-PR-PI-0006 (2 of 3) | BK-GCS-PEDCO-120-PR-PI-0006 (2 of 3) | BK-GCS-PEDCO-120-PR-PI-0006 (2 of 3) | BK-GCS-PEDCO-120-PR-PI-0006 (2 of 3) | BK-GCS-PEDCO-120-PR-PI-0006 (2 of 3) | GAS | GAS | GAS | BK-GCS-PEDCO-120-IN-DT-0010 | BK-GCS-PEDCO-120-IN-DT-0010 | BK-GCS-PEDCO-120-IN-DT-0010 | BK-GCS-PEDCO-120-IN-DT-0010 | BK-GCS-PEDCO-120-IN-PY-0003 | BK-GCS-PEDCO-120-IN-PY-0003 | BK-GCS-PEDCO-120-IN-PY-0003 | BK-GCS-PEDCO-120-IN-PY-0003 | BK-GCS-PEDCO-120-IN-PY-0003 | F.V/9 | F.V/9 | 4.9 | 4.9 | 85 | 85 | 36.78/18.88 | 36.78/18.88 | D02
125 | 1st Stage Gas Compression Suction Drums | 1st Stage Gas Compression Suction Drums | 1st Stage Gas Compression Suction Drums | ESOV-2122B | ESOV-2122B | ESD Solenoid Valve | ESD Solenoid Valve | CDH-112-0021B-AS00-2"-NP | CDH-112-0021B-AS00-2"-NP | CDH-112-0021B-AS00-2"-NP | CDH-112-0021B-AS00-2"-NP | CDH-112-0021B-AS00-2"-NP | BK-GCS-PEDCO-120-PR-PI-0006 (2 of 3) | BK-GCS-PEDCO-120-PR-PI-0006 (2 of 3) | BK-GCS-PEDCO-120-PR-PI-0006 (2 of 3) | BK-GCS-PEDCO-120-PR-PI-0006 (2 of 3) | BK-GCS-PEDCO-120-PR-PI-0006 (2 of 3) | BK-GCS-PEDCO-120-PR-PI-0006 (2 of 3) | LIQUID | LIQUID | LIQUID | BK-GCS-PEDCO-120-IN-DT-0010 | BK-GCS-PEDCO-120-IN-DT-0010 | BK-GCS-PEDCO-120-IN-DT-0010 | BK-GCS-PEDCO-120-IN-DT-0010 | BK-GCS-PEDCO-120-IN-PY-0003 | BK-GCS-PEDCO-120-IN-PY-0003 | BK-GCS-PEDCO-120-IN-PY-0003 | BK-GCS-PEDCO-120-IN-PY-0003 | BK-GCS-PEDCO-120-IN-PY-0003 | F.V/9 | F.V/9 | 4.9 | 4.9 | 85 | 85 | 36.78/18.88 | 36.78/18.88 | D02
126 | 1st Stage Gas Compression Suction Drums | 1st Stage Gas Compression Suction Drums | 1st Stage Gas Compression Suction Drums | XZSC-2121B | XZSC-2121B | Limit Switch Close (Included in ON-OFF Valve) | Limit Switch Close (Included in ON-OFF Valve) | GAS-111-0026B-AN27-8"-PT | GAS-111-0026B-AN27-8"-PT | GAS-111-0026B-AN27-8"-PT | GAS-111-0026B-AN27-8"-PT | GAS-111-0026B-AN27-8"-PT | BK-GCS-PEDCO-120-PR-PI-0006 (2 of 3) | BK-GCS-PEDCO-120-PR-PI-0006 (2 of 3) | BK-GCS-PEDCO-120-PR-PI-0006 (2 of 3) | BK-GCS-PEDCO-120-PR-PI-0006 (2 of 3) | BK-GCS-PEDCO-120-PR-PI-0006 (2 of 3) | BK-GCS-PEDCO-120-PR-PI-0006 (2 of 3) | GAS | GAS | GAS | BK-GCS-PEDCO-120-IN-DT-0010 | BK-GCS-PEDCO-120-IN-DT-0010 | BK-GCS-PEDCO-120-IN-DT-0010 | BK-GCS-PEDCO-120-IN-DT-0010 | BK-GCS-PEDCO-120-IN-PY-0003 | BK-GCS-PEDCO-120-IN-PY-0003 | BK-GCS-PEDCO-120-IN-PY-0003 | BK-GCS-PEDCO-120-IN-PY-0003 | BK-GCS-PEDCO-120-IN-PY-0003 | 9 | 9 | 5.3 | 5.3 | 85 | 85 | 37.17/19.23 | 37.17/19.23 | D02
127 | 1st Stage Gas Compression Suction Drums | 1st Stage Gas Compression Suction Drums | 1st Stage Gas Compression Suction Drums | XZSO-2121B | XZSO-2121B | Limit Switch Open (Included in ON-OFF Valve) | Limit Switch Open (Included in ON-OFF Valve) | GAS-111-0026B-AN27-8"-PT | GAS-111-0026B-AN27-8"-PT | GAS-111-0026B-AN27-8"-PT | GAS-111-0026B-AN27-8"-PT | GAS-111-0026B-AN27-8"-PT | BK-GCS-PEDCO-120-PR-PI-0006 (2 of 3) | BK-GCS-PEDCO-120-PR-PI-0006 (2 of 3) | BK-GCS-PEDCO-120-PR-PI-0006 (2 of 3) | BK-GCS-PEDCO-120-PR-PI-0006 (2 of 3) | BK-GCS-PEDCO-120-PR-PI-0006 (2 of 3) | BK-GCS-PEDCO-120-PR-PI-0006 (2 of 3) | GAS | GAS | GAS | BK-GCS-PEDCO-120-IN-DT-0010 | BK-GCS-PEDCO-120-IN-DT-0010 | BK-GCS-PEDCO-120-IN-DT-0010 | BK-GCS-PEDCO-120-IN-DT-0010 | BK-GCS-PEDCO-120-IN-PY-0003 | BK-GCS-PEDCO-120-IN-PY-0003 | BK-GCS-PEDCO-120-IN-PY-0003 | BK-GCS-PEDCO-120-IN-PY-0003 | BK-GCS-PEDCO-120-IN-PY-0003 | 9 | 9 | 5.3 | 5.3 | 85 | 85 | 37.17/19.23 | 37.17/19.23 | D02
128 | 1st Stage Gas Compression Suction Drums | 1st Stage Gas Compression Suction Drums | 1st Stage Gas Compression Suction Drums | PSOV-2121B | PSOV-2121B | Process Solenoid Valve | Process Solenoid Valve | GAS-111-0026B-AN27-8"-PT | GAS-111-0026B-AN27-8"-PT | GAS-111-0026B-AN27-8"-PT | GAS-111-0026B-AN27-8"-PT | GAS-111-0026B-AN27-8"-PT | BK-GCS-PEDCO-120-PR-PI-0006 (2 of 3) | BK-GCS-PEDCO-120-PR-PI-0006 (2 of 3) | BK-GCS-PEDCO-120-PR-PI-0006 (2 of 3) | BK-GCS-PEDCO-120-PR-PI-0006 (2 of 3) | BK-GCS-PEDCO-120-PR-PI-0006 (2 of 3) | BK-GCS-PEDCO-120-PR-PI-0006 (2 of 3) | GAS | GAS | GAS | BK-GCS-PEDCO-120-IN-DT-0010 | BK-GCS-PEDCO-120-IN-DT-0010 | BK-GCS-PEDCO-120-IN-DT-0010 | BK-GCS-PEDCO-120-IN-DT-0010 | BK-GCS-PEDCO-120-IN-PY-0003 | BK-GCS-PEDCO-120-IN-PY-0003 | BK-GCS-PEDCO-120-IN-PY-0003 | BK-GCS-PEDCO-120-IN-PY-0003 | BK-GCS-PEDCO-120-IN-PY-0003 | 9 | 9 | 5.3 | 5.3 | 85 | 85 | 37.17/19.23 | 37.17/19.23 | D02
129 | 1st Stage Gas Compression Suction Drums | 1st Stage Gas Compression Suction Drums | 1st Stage Gas Compression Suction Drums | ESOV-2121B | ESOV-2121B | ESD Solenoid Valve | ESD Solenoid Valve | GAS-111-0026B-AN27-8"-PT | GAS-111-0026B-AN27-8"-PT | GAS-111-0026B-AN27-8"-PT | GAS-111-0026B-AN27-8"-PT | GAS-111-0026B-AN27-8"-PT | BK-GCS-PEDCO-120-PR-PI-0006 (2 of 3) | BK-GCS-PEDCO-120-PR-PI-0006 (2 of 3) | BK-GCS-PEDCO-120-PR-PI-0006 (2 of 3) | BK-GCS-PEDCO-120-PR-PI-0006 (2 of 3) | BK-GCS-PEDCO-120-PR-PI-0006 (2 of 3) | BK-GCS-PEDCO-120-PR-PI-0006 (2 of 3) | GAS | GAS | GAS | BK-GCS-PEDCO-120-IN-DT-0010 | BK-GCS-PEDCO-120-IN-DT-0010 | BK-GCS-PEDCO-120-IN-DT-0010 | BK-GCS-PEDCO-120-IN-DT-0010 | BK-GCS-PEDCO-120-IN-PY-0003 | BK-GCS-PEDCO-120-IN-PY-0003 | BK-GCS-PEDCO-120-IN-PY-0003 | BK-GCS-PEDCO-120-IN-PY-0003 | BK-GCS-PEDCO-120-IN-PY-0003 | 9 | 9 | 5.3 | 5.3 | 85 | 85 | 37.17/19.23 | 37.17/19.23 | D02
130 | 1st Stage Gas Compression Suction Drums | 1st Stage Gas Compression Suction Drums | 1st Stage Gas Compression Suction Drums | XV-2121B | XV-2121B | ON/OFF VAVLE | ON/OFF VAVLE | GAS-111-0026B-AN27-8"-PT | GAS-111-0026B-AN27-8"-PT | GAS-111-0026B-AN27-8"-PT | GAS-111-0026B-AN27-8"-PT | GAS-111-0026B-AN27-8"-PT | BK-GCS-PEDCO-120-PR-PI-0006 (2 of 3) | BK-GCS-PEDCO-120-PR-PI-0006 (2 of 3) | BK-GCS-PEDCO-120-PR-PI-0006 (2 of 3) | BK-GCS-PEDCO-120-PR-PI-0006 (2 of 3) | BK-GCS-PEDCO-120-PR-PI-0006 (2 of 3) | BK-GCS-PEDCO-120-PR-PI-0006 (2 of 3) | GAS | GAS | GAS | BK-GCS-PEDCO-120-IN-DT-0010 | BK-GCS-PEDCO-120-IN-DT-0010 | BK-GCS-PEDCO-120-IN-DT-0010 | BK-GCS-PEDCO-120-IN-DT-0010 | BK-GCS-PEDCO-120-IN-PY-0003 | BK-GCS-PEDCO-120-IN-PY-0003 | BK-GCS-PEDCO-120-IN-PY-0003 | BK-GCS-PEDCO-120-IN-PY-0003 | BK-GCS-PEDCO-120-IN-PY-0003 | 9 | 9 | 5.3 | 5.3 | 85 | 85 | 37.17/19.23 | 37.17/19.23 | D02
131 | 1st Stage Gas Compression Suction Drums | 1st Stage Gas Compression Suction Drums | 1st Stage Gas Compression Suction Drums | PIT-2121C | PIT-2121C | Pressure Indicating Transmitter | Pressure Indicating Transmitter | GAS-111-0031C-AN05-8"-ET | GAS-111-0031C-AN05-8"-ET | GAS-111-0031C-AN05-8"-ET | GAS-111-0031C-AN05-8"-ET | GAS-111-0031C-AN05-8"-ET | BK-GCS-PEDCO-120-PR-PI-0006 (3 of 3) | BK-GCS-PEDCO-120-PR-PI-0006 (3 of 3) | BK-GCS-PEDCO-120-PR-PI-0006 (3 of 3) | BK-GCS-PEDCO-120-PR-PI-0006 (3 of 3) | BK-GCS-PEDCO-120-PR-PI-0006 (3 of 3) | BK-GCS-PEDCO-120-PR-PI-0006 (3 of 3) | GAS | GAS | GAS | BK-GCS-PEDCO-120-IN-DT-0004 | BK-GCS-PEDCO-120-IN-DT-0004 | BK-GCS-PEDCO-120-IN-DT-0004 | BK-GCS-PEDCO-120-IN-DT-0004 | BK-GCS-PEDCO-120-IN-PY-0003 | BK-GCS-PEDCO-120-IN-PY-0003 | BK-GCS-PEDCO-120-IN-PY-0003 | BK-GCS-PEDCO-120-IN-PY-0003 | BK-GCS-PEDCO-120-IN-PY-0003 | F.V/9 | F.V/9 | 4.9 | 4.9 | 85 | 85 | 36.78/18.88 | 36.78/18.88 | D02
132 | 1st Stage Gas Compression Suction Drums | 1st Stage Gas Compression Suction Drums | 1st Stage Gas Compression Suction Drums | PCV-2123C | PCV-2123C | Pressure Control Valve | Pressure Control Valve | GAS-111-0045C-FS00-6"-NP | GAS-111-0045C-FS00-6"-NP | GAS-111-0045C-FS00-6"-NP | GAS-111-0045C-FS00-6"-NP | GAS-111-0045C-FS00-6"-NP | BK-GCS-PEDCO-120-PR-PI-0006 (3 of 3) | BK-GCS-PEDCO-120-PR-PI-0006 (3 of 3) | BK-GCS-PEDCO-120-PR-PI-0006 (3 of 3) | BK-GCS-PEDCO-120-PR-PI-0006 (3 of 3) | BK-GCS-PEDCO-120-PR-PI-0006 (3 of 3) | BK-GCS-PEDCO-120-PR-PI-0006 (3 of 3) | GAS | GAS | GAS | By Compressor Vendor | By Compressor Vendor | By Compressor Vendor | By Compressor Vendor | By Compressor Vendor | By Compressor Vendor | By Compressor Vendor | By Compressor Vendor | By Compressor Vendor | 62 | 62 | 54.1 | 54.1 | 175 | 175 | 60 | 60 | D02
133 | 1st Stage Gas Compression Suction Drums | 1st Stage Gas Compression Suction Drums | 1st Stage Gas Compression Suction Drums | CZSC-2123C (By Compressor Vendor) | CZSC-2123C (By Compressor Vendor) | Limit Switch Close (Included in Control Valve) | Limit Switch Close (Included in Control Valve) | GAS-111-0045C-FS00-6"-NP | GAS-111-0045C-FS00-6"-NP | GAS-111-0045C-FS00-6"-NP | GAS-111-0045C-FS00-6"-NP | GAS-111-0045C-FS00-6"-NP | BK-GCS-PEDCO-120-PR-PI-0006 (3 of 3) | BK-GCS-PEDCO-120-PR-PI-0006 (3 of 3) | BK-GCS-PEDCO-120-PR-PI-0006 (3 of 3) | BK-GCS-PEDCO-120-PR-PI-0006 (3 of 3) | BK-GCS-PEDCO-120-PR-PI-0006 (3 of 3) | BK-GCS-PEDCO-120-PR-PI-0006 (3 of 3) | GAS | GAS | GAS | By Compressor Vendor | By Compressor Vendor | By Compressor Vendor | By Compressor Vendor | By Compressor Vendor | By Compressor Vendor | By Compressor Vendor | By Compressor Vendor | By Compressor Vendor | 62 | 62 | 54.1 | 54.1 | 85 | 85 | 60 | 60 | D02
134 | 1st Stage Gas Compression Suction Drums | 1st Stage Gas Compression Suction Drums | 1st Stage Gas Compression Suction Drums | CZSO-2123C (By Compressor Vendor) | CZSO-2123C (By Compressor Vendor) | Limit Switch Open (Included in Control Valve) | Limit Switch Open (Included in Control Valve) | GAS-111-0045C-FS00-6"-NP | GAS-111-0045C-FS00-6"-NP | GAS-111-0045C-FS00-6"-NP | GAS-111-0045C-FS00-6"-NP | GAS-111-0045C-FS00-6"-NP | BK-GCS-PEDCO-120-PR-PI-0006 (3 of 3) | BK-GCS-PEDCO-120-PR-PI-0006 (3 of 3) | BK-GCS-PEDCO-120-PR-PI-0006 (3 of 3) | BK-GCS-PEDCO-120-PR-PI-0006 (3 of 3) | BK-GCS-PEDCO-120-PR-PI-0006 (3 of 3) | BK-GCS-PEDCO-120-PR-PI-0006 (3 of 3) | GAS | GAS | GAS | By Compressor Vendor | By Compressor Vendor | By Compressor Vendor | By Compressor Vendor | By Compressor Vendor | By Compressor Vendor | By Compressor Vendor | By Compressor Vendor | By Compressor Vendor | 62 | 62 | 54.1 | 54.1 | 85 | 85 | 60 | 60 | D02
135 | 1st Stage Gas Compression Suction Drums | 1st Stage Gas Compression Suction Drums | 1st Stage Gas Compression Suction Drums | PSV-2121C | PSV-2121C | Pressure Safety Valve | Pressure Safety Valve | GAS-111-0029C-AN07-2"-PT | GAS-111-0029C-AN07-2"-PT | GAS-111-0029C-AN07-2"-PT | GAS-111-0029C-AN07-2"-PT | GAS-111-0029C-AN07-2"-PT | BK-GCS-PEDCO-120-PR-PI-0006 (3 of 3) | BK-GCS-PEDCO-120-PR-PI-0006 (3 of 3) | BK-GCS-PEDCO-120-PR-PI-0006 (3 of 3) | BK-GCS-PEDCO-120-PR-PI-0006 (3 of 3) | BK-GCS-PEDCO-120-PR-PI-0006 (3 of 3) | BK-GCS-PEDCO-120-PR-PI-0006 (3 of 3) | GAS | GAS | GAS | BK-GCS-PEDCO-120-IN-DT-0009 | BK-GCS-PEDCO-120-IN-DT-0009 | BK-GCS-PEDCO-120-IN-DT-0009 | BK-GCS-PEDCO-120-IN-DT-0009 | BK-GCS-PEDCO-120-IN-PY-0003 | BK-GCS-PEDCO-120-IN-PY-0003 | BK-GCS-PEDCO-120-IN-PY-0003 | BK-GCS-PEDCO-120-IN-PY-0003 | BK-GCS-PEDCO-120-IN-PY-0003 | F.V/9 | F.V/9 | 4.9 | 4.9 | 85 | 85 | 36.78/18.88 | 36.78/18.88 | D02
136 | 1st Stage Gas Compression Suction Drums | 1st Stage Gas Compression Suction Drums | 1st Stage Gas Compression Suction Drums | LIT-2122C | LIT-2122C | Level Indicating Transmitter | Level Indicating Transmitter | V-2101-C | V-2101-C | V-2101-C | V-2101-C | V-2101-C | BK-GCS-PEDCO-120-PR-PI-0006 (3 of 3) | BK-GCS-PEDCO-120-PR-PI-0006 (3 of 3) | BK-GCS-PEDCO-120-PR-PI-0006 (3 of 3) | BK-GCS-PEDCO-120-PR-PI-0006 (3 of 3) | BK-GCS-PEDCO-120-PR-PI-0006 (3 of 3) | BK-GCS-PEDCO-120-PR-PI-0006 (3 of 3) | LIQUID | LIQUID | LIQUID | BK-GCS-PEDCO-120-IN-DT-0006 | BK-GCS-PEDCO-120-IN-DT-0006 | BK-GCS-PEDCO-120-IN-DT-0006 | BK-GCS-PEDCO-120-IN-DT-0006 | BK-GCS-PEDCO-120-IN-PY-0003 | BK-GCS-PEDCO-120-IN-PY-0003 | BK-GCS-PEDCO-120-IN-PY-0003 | BK-GCS-PEDCO-120-IN-PY-0003 | BK-GCS-PEDCO-120-IN-PY-0003 | F.V/9 | F.V/9 | 5.1 | 5.1 | 85 | 85 | 36.92 | 36.92 | D02
137 | 1st Stage Gas Compression Suction Drums | 1st Stage Gas Compression Suction Drums | 1st Stage Gas Compression Suction Drums | TG-2121C | TG-2121C | Temperature Gauge | Temperature Gauge | V-2101-C | V-2101-C | V-2101-C | V-2101-C | V-2101-C | BK-GCS-PEDCO-120-PR-PI-0006 (3 of 3) | BK-GCS-PEDCO-120-PR-PI-0006 (3 of 3) | BK-GCS-PEDCO-120-PR-PI-0006 (3 of 3) | BK-GCS-PEDCO-120-PR-PI-0006 (3 of 3) | BK-GCS-PEDCO-120-PR-PI-0006 (3 of 3) | BK-GCS-PEDCO-120-PR-PI-0006 (3 of 3) | LIQUID | LIQUID | LIQUID | BK-GCS-PEDCO-120-IN-DT-0002 | BK-GCS-PEDCO-120-IN-DT-0002 | BK-GCS-PEDCO-120-IN-DT-0002 | BK-GCS-PEDCO-120-IN-DT-0002 | BK-GCS-PEDCO-120-IN-PY-0003 | BK-GCS-PEDCO-120-IN-PY-0003 | BK-GCS-PEDCO-120-IN-PY-0003 | BK-GCS-PEDCO-120-IN-PY-0003 | BK-GCS-PEDCO-120-IN-PY-0003 | F.V/9 | F.V/9 | 5.1 | 5.1 | 85 | 85 | 36.92 | 36.92 | D02
138 | 1st Stage Gas Compression Suction Drums | 1st Stage Gas Compression Suction Drums | 1st Stage Gas Compression Suction Drums | PG-2121C | PG-2121C | Pressure Gauge | Pressure Gauge | V-2101-C | V-2101-C | V-2101-C | V-2101-C | V-2101-C | BK-GCS-PEDCO-120-PR-PI-0006 (3 of 3) | BK-GCS-PEDCO-120-PR-PI-0006 (3 of 3) | BK-GCS-PEDCO-120-PR-PI-0006 (3 of 3) | BK-GCS-PEDCO-120-PR-PI-0006 (3 of 3) | BK-GCS-PEDCO-120-PR-PI-0006 (3 of 3) | BK-GCS-PEDCO-120-PR-PI-0006 (3 of 3) | GAS | GAS | GAS | BK-GCS-PEDCO-120-IN-DT-0001 | BK-GCS-PEDCO-120-IN-DT-0001 | BK-GCS-PEDCO-120-IN-DT-0001 | BK-GCS-PEDCO-120-IN-DT-0001 | BK-GCS-PEDCO-120-IN-PY-0003 | BK-GCS-PEDCO-120-IN-PY-0003 | BK-GCS-PEDCO-120-IN-PY-0003 | BK-GCS-PEDCO-120-IN-PY-0003 | BK-GCS-PEDCO-120-IN-PY-0003 | F.V/9 | F.V/9 | 5.1 | 5.1 | 85 | 85 | 36.92 | 36.92 | D02
139 | 1st Stage Gas Compression Suction Drums | 1st Stage Gas Compression Suction Drums | 1st Stage Gas Compression Suction Drums | PDIT-2121C | PDIT-2121C | Differential Pressure Indicating Transmitter | Differential Pressure Indicating Transmitter | V-2101-C | V-2101-C | V-2101-C | V-2101-C | V-2101-C | BK-GCS-PEDCO-120-PR-PI-0006 (3 of 3) | BK-GCS-PEDCO-120-PR-PI-0006 (3 of 3) | BK-GCS-PEDCO-120-PR-PI-0006 (3 of 3) | BK-GCS-PEDCO-120-PR-PI-0006 (3 of 3) | BK-GCS-PEDCO-120-PR-PI-0006 (3 of 3) | BK-GCS-PEDCO-120-PR-PI-0006 (3 of 3) | GAS | GAS | GAS | BK-GCS-PEDCO-120-IN-DT-0004 | BK-GCS-PEDCO-120-IN-DT-0004 | BK-GCS-PEDCO-120-IN-DT-0004 | BK-GCS-PEDCO-120-IN-DT-0004 | BK-GCS-PEDCO-120-IN-PY-0003 | BK-GCS-PEDCO-120-IN-PY-0003 | BK-GCS-PEDCO-120-IN-PY-0003 | BK-GCS-PEDCO-120-IN-PY-0003 | BK-GCS-PEDCO-120-IN-PY-0003 | F.V/9 | F.V/9 | 5.1 | 5.1 | 85 | 85 | 36.92 | 36.92 | D02
140 | 1st Stage Gas Compression Suction Drums | 1st Stage Gas Compression Suction Drums | 1st Stage Gas Compression Suction Drums | LG-2121C | LG-2121C | Level Gauge | Level Gauge | V-2101-C | V-2101-C | V-2101-C | V-2101-C | V-2101-C | BK-GCS-PEDCO-120-PR-PI-0006 (3 of 3) | BK-GCS-PEDCO-120-PR-PI-0006 (3 of 3) | BK-GCS-PEDCO-120-PR-PI-0006 (3 of 3) | BK-GCS-PEDCO-120-PR-PI-0006 (3 of 3) | BK-GCS-PEDCO-120-PR-PI-0006 (3 of 3) | BK-GCS-PEDCO-120-PR-PI-0006 (3 of 3) | LIQUID | LIQUID | LIQUID | BK-GCS-PEDCO-120-IN-DT-0003 | BK-GCS-PEDCO-120-IN-DT-0003 | BK-GCS-PEDCO-120-IN-DT-0003 | BK-GCS-PEDCO-120-IN-DT-0003 | BK-GCS-PEDCO-120-IN-PY-0003 | BK-GCS-PEDCO-120-IN-PY-0003 | BK-GCS-PEDCO-120-IN-PY-0003 | BK-GCS-PEDCO-120-IN-PY-0003 | BK-GCS-PEDCO-120-IN-PY-0003 | F.V/9 | F.V/9 | 5.1 | 5.1 | 85 | 85 | 36.92 | 36.92 | D02
141 | 1st Stage Gas Compression Suction Drums | 1st Stage Gas Compression Suction Drums | 1st Stage Gas Compression Suction Drums | LIT-2121C | LIT-2121C | Level Indicating Transmitter | Level Indicating Transmitter | V-2101-C | V-2101-C | V-2101-C | V-2101-C | V-2101-C | BK-GCS-PEDCO-120-PR-PI-0006 (3 of 3) | BK-GCS-PEDCO-120-PR-PI-0006 (3 of 3) | BK-GCS-PEDCO-120-PR-PI-0006 (3 of 3) | BK-GCS-PEDCO-120-PR-PI-0006 (3 of 3) | BK-GCS-PEDCO-120-PR-PI-0006 (3 of 3) | BK-GCS-PEDCO-120-PR-PI-0006 (3 of 3) | LIQUID | LIQUID | LIQUID | BK-GCS-PEDCO-120-IN-DT-0006 | BK-GCS-PEDCO-120-IN-DT-0006 | BK-GCS-PEDCO-120-IN-DT-0006 | BK-GCS-PEDCO-120-IN-DT-0006 | BK-GCS-PEDCO-120-IN-PY-0003 | BK-GCS-PEDCO-120-IN-PY-0003 | BK-GCS-PEDCO-120-IN-PY-0003 | BK-GCS-PEDCO-120-IN-PY-0003 | BK-GCS-PEDCO-120-IN-PY-0003 | F.V/9 | F.V/9 | 5.1 | 5.1 | 85 | 85 | 36.92 | 36.92 | D02
142 | 1st Stage Gas Compression Suction Drums | 1st Stage Gas Compression Suction Drums | 1st Stage Gas Compression Suction Drums | XZSC-2122C | XZSC-2122C | Limit Switch Close (Included in ON-OFF Valve) | Limit Switch Close (Included in ON-OFF Valve) | CDH-112-0021C-AS00-2"-NP | CDH-112-0021C-AS00-2"-NP | CDH-112-0021C-AS00-2"-NP | CDH-112-0021C-AS00-2"-NP | CDH-112-0021C-AS00-2"-NP | BK-GCS-PEDCO-120-PR-PI-0006 (3 of 3) | BK-GCS-PEDCO-120-PR-PI-0006 (3 of 3) | BK-GCS-PEDCO-120-PR-PI-0006 (3 of 3) | BK-GCS-PEDCO-120-PR-PI-0006 (3 of 3) | BK-GCS-PEDCO-120-PR-PI-0006 (3 of 3) | BK-GCS-PEDCO-120-PR-PI-0006 (3 of 3) | LIQUID | LIQUID | LIQUID | BK-GCS-PEDCO-120-IN-DT-0010 | BK-GCS-PEDCO-120-IN-DT-0010 | BK-GCS-PEDCO-120-IN-DT-0010 | BK-GCS-PEDCO-120-IN-DT-0010 | BK-GCS-PEDCO-120-IN-PY-0003 | BK-GCS-PEDCO-120-IN-PY-0003 | BK-GCS-PEDCO-120-IN-PY-0003 | BK-GCS-PEDCO-120-IN-PY-0003 | BK-GCS-PEDCO-120-IN-PY-0003 | F.V/9 | F.V/9 | 4.9 | 4.9 | 85 | 85 | 36.78/18.88 | 36.78/18.88 | D02
143 | 1st Stage Gas Compression Suction Drums | 1st Stage Gas Compression Suction Drums | 1st Stage Gas Compression Suction Drums | XZSO-2122C | XZSO-2122C | Limit Switch Open (Included in ON-OFF Valve) | Limit Switch Open (Included in ON-OFF Valve) | CDH-112-0021C-AS00-2"-NP | CDH-112-0021C-AS00-2"-NP | CDH-112-0021C-AS00-2"-NP | CDH-112-0021C-AS00-2"-NP | CDH-112-0021C-AS00-2"-NP | BK-GCS-PEDCO-120-PR-PI-0006 (3 of 3) | BK-GCS-PEDCO-120-PR-PI-0006 (3 of 3) | BK-GCS-PEDCO-120-PR-PI-0006 (3 of 3) | BK-GCS-PEDCO-120-PR-PI-0006 (3 of 3) | BK-GCS-PEDCO-120-PR-PI-0006 (3 of 3) | BK-GCS-PEDCO-120-PR-PI-0006 (3 of 3) | LIQUID | LIQUID | LIQUID | BK-GCS-PEDCO-120-IN-DT-0010 | BK-GCS-PEDCO-120-IN-DT-0010 | BK-GCS-PEDCO-120-IN-DT-0010 | BK-GCS-PEDCO-120-IN-DT-0010 | BK-GCS-PEDCO-120-IN-PY-0003 | BK-GCS-PEDCO-120-IN-PY-0003 | BK-GCS-PEDCO-120-IN-PY-0003 | BK-GCS-PEDCO-120-IN-PY-0003 | BK-GCS-PEDCO-120-IN-PY-0003 | F.V/9 | F.V/9 | 4.9 | 4.9 | 85 | 85 | 36.78/18.88 | 36.78/18.88 | D02
144 | 1st Stage Gas Compression Suction Drums | 1st Stage Gas Compression Suction Drums | 1st Stage Gas Compression Suction Drums | XV-2122C | XV-2122C | ON/OFF VAVLE | ON/OFF VAVLE | CDH-112-0021C-AS00-2"-NP | CDH-112-0021C-AS00-2"-NP | CDH-112-0021C-AS00-2"-NP | CDH-112-0021C-AS00-2"-NP | CDH-112-0021C-AS00-2"-NP | BK-GCS-PEDCO-120-PR-PI-0006 (3 of 3) | BK-GCS-PEDCO-120-PR-PI-0006 (3 of 3) | BK-GCS-PEDCO-120-PR-PI-0006 (3 of 3) | BK-GCS-PEDCO-120-PR-PI-0006 (3 of 3) | BK-GCS-PEDCO-120-PR-PI-0006 (3 of 3) | BK-GCS-PEDCO-120-PR-PI-0006 (3 of 3) | LIQUID | LIQUID | LIQUID | BK-GCS-PEDCO-120-IN-DT-0010 | BK-GCS-PEDCO-120-IN-DT-0010 | BK-GCS-PEDCO-120-IN-DT-0010 | BK-GCS-PEDCO-120-IN-DT-0010 | BK-GCS-PEDCO-120-IN-PY-0003 | BK-GCS-PEDCO-120-IN-PY-0003 | BK-GCS-PEDCO-120-IN-PY-0003 | BK-GCS-PEDCO-120-IN-PY-0003 | BK-GCS-PEDCO-120-IN-PY-0003 | F.V/9 | F.V/9 | 4.9 | 4.9 | 85 | 85 | 36.78/18.88 | 36.78/18.88 | D02
145 | 1st Stage Gas Compression Suction Drums | 1st Stage Gas Compression Suction Drums | 1st Stage Gas Compression Suction Drums | PSOV-2122C | PSOV-2122C | Process Solenoid Valve | Process Solenoid Valve | CDH-112-0021C-AS00-2"-NP | CDH-112-0021C-AS00-2"-NP | CDH-112-0021C-AS00-2"-NP | CDH-112-0021C-AS00-2"-NP | CDH-112-0021C-AS00-2"-NP | BK-GCS-PEDCO-120-PR-PI-0006 (3 of 3) | BK-GCS-PEDCO-120-PR-PI-0006 (3 of 3) | BK-GCS-PEDCO-120-PR-PI-0006 (3 of 3) | BK-GCS-PEDCO-120-PR-PI-0006 (3 of 3) | BK-GCS-PEDCO-120-PR-PI-0006 (3 of 3) | BK-GCS-PEDCO-120-PR-PI-0006 (3 of 3) | LIQUID | LIQUID | LIQUID | BK-GCS-PEDCO-120-IN-DT-0010 | BK-GCS-PEDCO-120-IN-DT-0010 | BK-GCS-PEDCO-120-IN-DT-0010 | BK-GCS-PEDCO-120-IN-DT-0010 | BK-GCS-PEDCO-120-IN-PY-0003 | BK-GCS-PEDCO-120-IN-PY-0003 | BK-GCS-PEDCO-120-IN-PY-0003 | BK-GCS-PEDCO-120-IN-PY-0003 | BK-GCS-PEDCO-120-IN-PY-0003 | F.V/9 | F.V/9 | 4.9 | 4.9 | 85 | 85 | 36.78/18.88 | 36.78/18.88 | D02
146 | 1st Stage Gas Compression Suction Drums | 1st Stage Gas Compression Suction Drums | 1st Stage Gas Compression Suction Drums | ESOV-2122C | ESOV-2122C | ESD Solenoid Valve | ESD Solenoid Valve | CDH-112-0021C-AS00-2"-NP | CDH-112-0021C-AS00-2"-NP | CDH-112-0021C-AS00-2"-NP | CDH-112-0021C-AS00-2"-NP | CDH-112-0021C-AS00-2"-NP | BK-GCS-PEDCO-120-PR-PI-0006 (3 of 3) | BK-GCS-PEDCO-120-PR-PI-0006 (3 of 3) | BK-GCS-PEDCO-120-PR-PI-0006 (3 of 3) | BK-GCS-PEDCO-120-PR-PI-0006 (3 of 3) | BK-GCS-PEDCO-120-PR-PI-0006 (3 of 3) | BK-GCS-PEDCO-120-PR-PI-0006 (3 of 3) | LIQUID | LIQUID | LIQUID | BK-GCS-PEDCO-120-IN-DT-0010 | BK-GCS-PEDCO-120-IN-DT-0010 | BK-GCS-PEDCO-120-IN-DT-0010 | BK-GCS-PEDCO-120-IN-DT-0010 | BK-GCS-PEDCO-120-IN-PY-0003 | BK-GCS-PEDCO-120-IN-PY-0003 | BK-GCS-PEDCO-120-IN-PY-0003 | BK-GCS-PEDCO-120-IN-PY-0003 | BK-GCS-PEDCO-120-IN-PY-0003 | F.V/9 | F.V/9 | 4.9 | 4.9 | 85 | 85 | 36.78/18.88 | 36.78/18.88 | D02
147 | 1st Stage Gas Compression Suction Drums | 1st Stage Gas Compression Suction Drums | 1st Stage Gas Compression Suction Drums | XZSC-2121C | XZSC-2121C | Limit Switch Close (Included in ON-OFF Valve) | Limit Switch Close (Included in ON-OFF Valve) | GAS-111-0026C-AN07-8"-PT | GAS-111-0026C-AN07-8"-PT | GAS-111-0026C-AN07-8"-PT | GAS-111-0026C-AN07-8"-PT | GAS-111-0026C-AN07-8"-PT | BK-GCS-PEDCO-120-PR-PI-0006 (3 of 3) | BK-GCS-PEDCO-120-PR-PI-0006 (3 of 3) | BK-GCS-PEDCO-120-PR-PI-0006 (3 of 3) | BK-GCS-PEDCO-120-PR-PI-0006 (3 of 3) | BK-GCS-PEDCO-120-PR-PI-0006 (3 of 3) | BK-GCS-PEDCO-120-PR-PI-0006 (3 of 3) | GAS | GAS | GAS | BK-GCS-PEDCO-120-IN-DT-0010 | BK-GCS-PEDCO-120-IN-DT-0010 | BK-GCS-PEDCO-120-IN-DT-0010 | BK-GCS-PEDCO-120-IN-DT-0010 | BK-GCS-PEDCO-120-IN-PY-0003 | BK-GCS-PEDCO-120-IN-PY-0003 | BK-GCS-PEDCO-120-IN-PY-0003 | BK-GCS-PEDCO-120-IN-PY-0003 | BK-GCS-PEDCO-120-IN-PY-0003 | 9 | 9 | 5.1 | 5.1 | 85 | 85 | 36.9/19.0 | 36.9/19.0 | D02
148 | 1st Stage Gas Compression Suction Drums | 1st Stage Gas Compression Suction Drums | 1st Stage Gas Compression Suction Drums | XZSO-2121C | XZSO-2121C | Limit Switch Open (Included in ON-OFF Valve) | Limit Switch Open (Included in ON-OFF Valve) | GAS-111-0026C-AN07-8"-PT | GAS-111-0026C-AN07-8"-PT | GAS-111-0026C-AN07-8"-PT | GAS-111-0026C-AN07-8"-PT | GAS-111-0026C-AN07-8"-PT | BK-GCS-PEDCO-120-PR-PI-0006 (3 of 3) | BK-GCS-PEDCO-120-PR-PI-0006 (3 of 3) | BK-GCS-PEDCO-120-PR-PI-0006 (3 of 3) | BK-GCS-PEDCO-120-PR-PI-0006 (3 of 3) | BK-GCS-PEDCO-120-PR-PI-0006 (3 of 3) | BK-GCS-PEDCO-120-PR-PI-0006 (3 of 3) | GAS | GAS | GAS | BK-GCS-PEDCO-120-IN-DT-0010 | BK-GCS-PEDCO-120-IN-DT-0010 | BK-GCS-PEDCO-120-IN-DT-0010 | BK-GCS-PEDCO-120-IN-DT-0010 | BK-GCS-PEDCO-120-IN-PY-0003 | BK-GCS-PEDCO-120-IN-PY-0003 | BK-GCS-PEDCO-120-IN-PY-0003 | BK-GCS-PEDCO-120-IN-PY-0003 | BK-GCS-PEDCO-120-IN-PY-0003 | 9 | 9 | 5.1 | 5.1 | 85 | 85 | 36.9/19.0 | 36.9/19.0 | D02
149 | 1st Stage Gas Compression Suction Drums | 1st Stage Gas Compression Suction Drums | 1st Stage Gas Compression Suction Drums | PSOV-2121C | PSOV-2121C | Process Solenoid Valve | Process Solenoid Valve | GAS-111-0026C-AN07-8"-PT | GAS-111-0026C-AN07-8"-PT | GAS-111-0026C-AN07-8"-PT | GAS-111-0026C-AN07-8"-PT | GAS-111-0026C-AN07-8"-PT | BK-GCS-PEDCO-120-PR-PI-0006 (3 of 3) | BK-GCS-PEDCO-120-PR-PI-0006 (3 of 3) | BK-GCS-PEDCO-120-PR-PI-0006 (3 of 3) | BK-GCS-PEDCO-120-PR-PI-0006 (3 of 3) | BK-GCS-PEDCO-120-PR-PI-0006 (3 of 3) | BK-GCS-PEDCO-120-PR-PI-0006 (3 of 3) | GAS | GAS | GAS | BK-GCS-PEDCO-120-IN-DT-0010 | BK-GCS-PEDCO-120-IN-DT-0010 | BK-GCS-PEDCO-120-IN-DT-0010 | BK-GCS-PEDCO-120-IN-DT-0010 | BK-GCS-PEDCO-120-IN-PY-0003 | BK-GCS-PEDCO-120-IN-PY-0003 | BK-GCS-PEDCO-120-IN-PY-0003 | BK-GCS-PEDCO-120-IN-PY-0003 | BK-GCS-PEDCO-120-IN-PY-0003 | 9 | 9 | 5.1 | 5.1 | 85 | 85 | 36.9/19.0 | 36.9/19.0 | D02
150 | 1st Stage Gas Compression Suction Drums | 1st Stage Gas Compression Suction Drums | 1st Stage Gas Compression Suction Drums | ESOV-2121C | ESOV-2121C | ESD Solenoid Valve | ESD Solenoid Valve | GAS-111-0026C-AN07-8"-PT | GAS-111-0026C-AN07-8"-PT | GAS-111-0026C-AN07-8"-PT | GAS-111-0026C-AN07-8"-PT | GAS-111-0026C-AN07-8"-PT | BK-GCS-PEDCO-120-PR-PI-0006 (3 of 3) | BK-GCS-PEDCO-120-PR-PI-0006 (3 of 3) | BK-GCS-PEDCO-120-PR-PI-0006 (3 of 3) | BK-GCS-PEDCO-120-PR-PI-0006 (3 of 3) | BK-GCS-PEDCO-120-PR-PI-0006 (3 of 3) | BK-GCS-PEDCO-120-PR-PI-0006 (3 of 3) | GAS | GAS | GAS | BK-GCS-PEDCO-120-IN-DT-0010 | BK-GCS-PEDCO-120-IN-DT-0010 | BK-GCS-PEDCO-120-IN-DT-0010 | BK-GCS-PEDCO-120-IN-DT-0010 | BK-GCS-PEDCO-120-IN-PY-0003 | BK-GCS-PEDCO-120-IN-PY-0003 | BK-GCS-PEDCO-120-IN-PY-0003 | BK-GCS-PEDCO-120-IN-PY-0003 | BK-GCS-PEDCO-120-IN-PY-0003 | 9 | 9 | 5.1 | 5.1 | 85 | 85 | 36.9/19.0 | 36.9/19.0 | D02
151 | 1st Stage Gas Compression Suction Drums | 1st Stage Gas Compression Suction Drums | 1st Stage Gas Compression Suction Drums | XV-2121C | XV-2121C | ON/OFF VAVLE | ON/OFF VAVLE | GAS-111-0026C-AN07-8"-PT | GAS-111-0026C-AN07-8"-PT | GAS-111-0026C-AN07-8"-PT | GAS-111-0026C-AN07-8"-PT | GAS-111-0026C-AN07-8"-PT | BK-GCS-PEDCO-120-PR-PI-0006 (3 of 3) | BK-GCS-PEDCO-120-PR-PI-0006 (3 of 3) | BK-GCS-PEDCO-120-PR-PI-0006 (3 of 3) | BK-GCS-PEDCO-120-PR-PI-0006 (3 of 3) | BK-GCS-PEDCO-120-PR-PI-0006 (3 of 3) | BK-GCS-PEDCO-120-PR-PI-0006 (3 of 3) | GAS | GAS | GAS | BK-GCS-PEDCO-120-IN-DT-0010 | BK-GCS-PEDCO-120-IN-DT-0010 | BK-GCS-PEDCO-120-IN-DT-0010 | BK-GCS-PEDCO-120-IN-DT-0010 | BK-GCS-PEDCO-120-IN-PY-0003 | BK-GCS-PEDCO-120-IN-PY-0003 | BK-GCS-PEDCO-120-IN-PY-0003 | BK-GCS-PEDCO-120-IN-PY-0003 | BK-GCS-PEDCO-120-IN-PY-0003 | 9 | 9 | 5.1 | 5.1 | 85 | 85 | 36.9/19.0 | 36.9/19.0 | D02
152 | 1st Stage Gas Compression Compressors | 1st Stage Gas Compression Compressors | 1st Stage Gas Compression Compressors | ESDV-2121A |  | Emergency Shut Down Valve | Emergency Shut Down Valve | C-2101A |  |  |  |  | BK-GCS-PEDCO-120-PR-PI-0007 (1 of 3) | BK-GCS-PEDCO-120-PR-PI-0007 (1 of 3) | BK-GCS-PEDCO-120-PR-PI-0007 (1 of 3) | BK-GCS-PEDCO-120-PR-PI-0007 (1 of 3) | BK-GCS-PEDCO-120-PR-PI-0007 (1 of 3) | BK-GCS-PEDCO-120-PR-PI-0007 (1 of 3) | GAS | GAS | GAS | BK-GCS-PEDCO-120-IN-DT-0001 | BK-GCS-PEDCO-120-IN-DT-0001 | BK-GCS-PEDCO-120-IN-DT-0001 | BK-GCS-PEDCO-120-IN-DT-0001 | BK-GCS-PEDCO-120-IN-PY-0003 | BK-GCS-PEDCO-120-IN-PY-0003 | BK-GCS-PEDCO-120-IN-PY-0003 | BK-GCS-PEDCO-120-IN-PY-0003 | BK-GCS-PEDCO-120-IN-PY-0003 | F.V/9 | F.V/9 | 4.9 | 4.9 | 85 | 85 | 36.78/18.88 | 36.78/18.88 | D02
153 | 1st Stage Gas Compression Compressors | 1st Stage Gas Compression Compressors | 1st Stage Gas Compression Compressors | EZSC-2121A |  | Limit Switch Close (Included in ON-OFF Valve) | Limit Switch Close (Included in ON-OFF Valve) | C-2101A |  |  |  |  | BK-GCS-PEDCO-120-PR-PI-0007 (1 of 3) | BK-GCS-PEDCO-120-PR-PI-0007 (1 of 3) | BK-GCS-PEDCO-120-PR-PI-0007 (1 of 3) | BK-GCS-PEDCO-120-PR-PI-0007 (1 of 3) | BK-GCS-PEDCO-120-PR-PI-0007 (1 of 3) | BK-GCS-PEDCO-120-PR-PI-0007 (1 of 3) | GAS | GAS | GAS | BK-GCS-PEDCO-120-IN-DT-0001 | BK-GCS-PEDCO-120-IN-DT-0001 | BK-GCS-PEDCO-120-IN-DT-0001 | BK-GCS-PEDCO-120-IN-DT-0001 | BK-GCS-PEDCO-120-IN-PY-0003 | BK-GCS-PEDCO-120-IN-PY-0003 | BK-GCS-PEDCO-120-IN-PY-0003 | BK-GCS-PEDCO-120-IN-PY-0003 | BK-GCS-PEDCO-120-IN-PY-0003 | F.V/9 | F.V/9 | 4.9 | 4.9 | 85 | 85 | 36.78/18.88 | 36.78/18.88 | D02
154 | 1st Stage Gas Compression Compressors | 1st Stage Gas Compression Compressors | 1st Stage Gas Compression Compressors | EZSO-2121A |  | Limit Switch Open (Included in ON-OFF Valve) | Limit Switch Open (Included in ON-OFF Valve) | C-2101A |  |  |  |  | BK-GCS-PEDCO-120-PR-PI-0007 (1 of 3) | BK-GCS-PEDCO-120-PR-PI-0007 (1 of 3) | BK-GCS-PEDCO-120-PR-PI-0007 (1 of 3) | BK-GCS-PEDCO-120-PR-PI-0007 (1 of 3) | BK-GCS-PEDCO-120-PR-PI-0007 (1 of 3) | BK-GCS-PEDCO-120-PR-PI-0007 (1 of 3) | GAS | GAS | GAS | BK-GCS-PEDCO-120-IN-DT-0001 | BK-GCS-PEDCO-120-IN-DT-0001 | BK-GCS-PEDCO-120-IN-DT-0001 | BK-GCS-PEDCO-120-IN-DT-0001 | BK-GCS-PEDCO-120-IN-PY-0003 | BK-GCS-PEDCO-120-IN-PY-0003 | BK-GCS-PEDCO-120-IN-PY-0003 | BK-GCS-PEDCO-120-IN-PY-0003 | BK-GCS-PEDCO-120-IN-PY-0003 | F.V/9 | F.V/9 | 4.9 | 4.9 | 85 | 85 | 36.78/18.88 | 36.78/18.88 | D02
155 | 1st Stage Gas Compression Compressors | 1st Stage Gas Compression Compressors | 1st Stage Gas Compression Compressors | TG-2122A | TG-2122A | Temperature Gauge | Temperature Gauge | GAS-111-0031A-AN05-8"-ET | GAS-111-0031A-AN05-8"-ET | GAS-111-0031A-AN05-8"-ET | GAS-111-0031A-AN05-8"-ET | GAS-111-0031A-AN05-8"-ET | BK-GCS-PEDCO-120-PR-PI-0007 (1 of 3) | BK-GCS-PEDCO-120-PR-PI-0007 (1 of 3) | BK-GCS-PEDCO-120-PR-PI-0007 (1 of 3) | BK-GCS-PEDCO-120-PR-PI-0007 (1 of 3) | BK-GCS-PEDCO-120-PR-PI-0007 (1 of 3) | BK-GCS-PEDCO-120-PR-PI-0007 (1 of 3) | GAS | GAS | GAS | BK-GCS-PEDCO-120-IN-DT-0002 | BK-GCS-PEDCO-120-IN-DT-0002 | BK-GCS-PEDCO-120-IN-DT-0002 | BK-GCS-PEDCO-120-IN-DT-0002 | BK-GCS-PEDCO-120-IN-PY-0003 | BK-GCS-PEDCO-120-IN-PY-0003 | BK-GCS-PEDCO-120-IN-PY-0003 | BK-GCS-PEDCO-120-IN-PY-0003 | BK-GCS-PEDCO-120-IN-PY-0003 | F.V/9 | F.V/9 | 4.9 | 4.9 | 85 | 85 | 36.78/18.88 | 36.78/18.88 | D02
156 | 1st Stage Gas Compression Compressors | 1st Stage Gas Compression Compressors | 1st Stage Gas Compression Compressors | TIT-2121A | TIT-2121A | Temperature Indicating Transmitter | Temperature Indicating Transmitter | GAS-111-0031A-AN05-8"-ET | GAS-111-0031A-AN05-8"-ET | GAS-111-0031A-AN05-8"-ET | GAS-111-0031A-AN05-8"-ET | GAS-111-0031A-AN05-8"-ET | BK-GCS-PEDCO-120-PR-PI-0007 (1 of 3) | BK-GCS-PEDCO-120-PR-PI-0007 (1 of 3) | BK-GCS-PEDCO-120-PR-PI-0007 (1 of 3) | BK-GCS-PEDCO-120-PR-PI-0007 (1 of 3) | BK-GCS-PEDCO-120-PR-PI-0007 (1 of 3) | BK-GCS-PEDCO-120-PR-PI-0007 (1 of 3) | GAS | GAS | GAS | BK-GCS-PEDCO-120-IN-DT-0005 | BK-GCS-PEDCO-120-IN-DT-0005 | BK-GCS-PEDCO-120-IN-DT-0005 | BK-GCS-PEDCO-120-IN-DT-0005 | BK-GCS-PEDCO-120-IN-PY-0003 | BK-GCS-PEDCO-120-IN-PY-0003 | BK-GCS-PEDCO-120-IN-PY-0003 | BK-GCS-PEDCO-120-IN-PY-0003 | BK-GCS-PEDCO-120-IN-PY-0003 | F.V/9 | F.V/9 | 4.9 | 4.9 | 85 | 85 | 36.78/18.88 | 36.78/18.88 | D02
157 | 1st Stage Gas Compression Compressors | 1st Stage Gas Compression Compressors | 1st Stage Gas Compression Compressors | PIT-2122A | PIT-2122A | Pressure Indicating Transmitter | Pressure Indicating Transmitter | GAS-111-0031A-AN05-8"-ET | GAS-111-0031A-AN05-8"-ET | GAS-111-0031A-AN05-8"-ET | GAS-111-0031A-AN05-8"-ET | GAS-111-0031A-AN05-8"-ET | BK-GCS-PEDCO-120-PR-PI-0007 (1 of 3) | BK-GCS-PEDCO-120-PR-PI-0007 (1 of 3) | BK-GCS-PEDCO-120-PR-PI-0007 (1 of 3) | BK-GCS-PEDCO-120-PR-PI-0007 (1 of 3) | BK-GCS-PEDCO-120-PR-PI-0007 (1 of 3) | BK-GCS-PEDCO-120-PR-PI-0007 (1 of 3) | GAS | GAS | GAS | BK-GCS-PEDCO-120-IN-DT-0004 | BK-GCS-PEDCO-120-IN-DT-0004 | BK-GCS-PEDCO-120-IN-DT-0004 | BK-GCS-PEDCO-120-IN-DT-0004 | BK-GCS-PEDCO-120-IN-PY-0003 | BK-GCS-PEDCO-120-IN-PY-0003 | BK-GCS-PEDCO-120-IN-PY-0003 | BK-GCS-PEDCO-120-IN-PY-0003 | BK-GCS-PEDCO-120-IN-PY-0003 | F.V/9 | F.V/9 | 4.9 | 4.9 | 85 | 85 | 36.78/18.88 | 36.78/18.88 | D02
158 | 1st Stage Gas Compression Compressors | 1st Stage Gas Compression Compressors | 1st Stage Gas Compression Compressors | PG-2122A | PG-2122A | Pressure Gauge | Pressure Gauge | GAS-111-0031A-AN05-8"-ET | GAS-111-0031A-AN05-8"-ET | GAS-111-0031A-AN05-8"-ET | GAS-111-0031A-AN05-8"-ET | GAS-111-0031A-AN05-8"-ET | BK-GCS-PEDCO-120-PR-PI-0007 (1 of 3) | BK-GCS-PEDCO-120-PR-PI-0007 (1 of 3) | BK-GCS-PEDCO-120-PR-PI-0007 (1 of 3) | BK-GCS-PEDCO-120-PR-PI-0007 (1 of 3) | BK-GCS-PEDCO-120-PR-PI-0007 (1 of 3) | BK-GCS-PEDCO-120-PR-PI-0007 (1 of 3) | GAS | GAS | GAS | BK-GCS-PEDCO-120-IN-DT-0001 | BK-GCS-PEDCO-120-IN-DT-0001 | BK-GCS-PEDCO-120-IN-DT-0001 | BK-GCS-PEDCO-120-IN-DT-0001 | BK-GCS-PEDCO-120-IN-PY-0003 | BK-GCS-PEDCO-120-IN-PY-0003 | BK-GCS-PEDCO-120-IN-PY-0003 | BK-GCS-PEDCO-120-IN-PY-0003 | BK-GCS-PEDCO-120-IN-PY-0003 | F.V/9 | F.V/9 | 4.9 | 4.9 | 85 | 85 | 36.78/18.88 | 36.78/18.88 | D02
159 | 1st Stage Gas Compression Compressors | 1st Stage Gas Compression Compressors | 1st Stage Gas Compression Compressors | PSV-2122A | PSV-2122A | Pressure Safety Valve | Pressure Safety Valve | GAS-111-0032A-CN05-3"-PT | GAS-111-0032A-CN05-3"-PT | GAS-111-0032A-CN05-3"-PT | GAS-111-0032A-CN05-3"-PT | GAS-111-0032A-CN05-3"-PT | BK-GCS-PEDCO-120-PR-PI-0007 (1 of 3) | BK-GCS-PEDCO-120-PR-PI-0007 (1 of 3) | BK-GCS-PEDCO-120-PR-PI-0007 (1 of 3) | BK-GCS-PEDCO-120-PR-PI-0007 (1 of 3) | BK-GCS-PEDCO-120-PR-PI-0007 (1 of 3) | BK-GCS-PEDCO-120-PR-PI-0007 (1 of 3) | GAS | GAS | GAS | BK-GCS-PEDCO-120-IN-DT-0009 | BK-GCS-PEDCO-120-IN-DT-0009 | BK-GCS-PEDCO-120-IN-DT-0009 | BK-GCS-PEDCO-120-IN-DT-0009 | BK-GCS-PEDCO-120-IN-PY-0003 | BK-GCS-PEDCO-120-IN-PY-0003 | BK-GCS-PEDCO-120-IN-PY-0003 | BK-GCS-PEDCO-120-IN-PY-0003 | BK-GCS-PEDCO-120-IN-PY-0003 | 22 | 22 | 19 | 19 | 155 | 155 | 124.8/113.1 | 124.8/113.1 | D02
160 | 1st Stage Gas Compression Compressors | 1st Stage Gas Compression Compressors | 1st Stage Gas Compression Compressors | PSV-2123A | PSV-2123A | Pressure Safety Valve | Pressure Safety Valve | GAS-111-0033A-CN05-3"-PT | GAS-111-0033A-CN05-3"-PT | GAS-111-0033A-CN05-3"-PT | GAS-111-0033A-CN05-3"-PT | GAS-111-0033A-CN05-3"-PT | BK-GCS-PEDCO-120-PR-PI-0007 (1 of 3) | BK-GCS-PEDCO-120-PR-PI-0007 (1 of 3) | BK-GCS-PEDCO-120-PR-PI-0007 (1 of 3) | BK-GCS-PEDCO-120-PR-PI-0007 (1 of 3) | BK-GCS-PEDCO-120-PR-PI-0007 (1 of 3) | BK-GCS-PEDCO-120-PR-PI-0007 (1 of 3) | GAS | GAS | GAS | BK-GCS-PEDCO-120-IN-DT-0009 | BK-GCS-PEDCO-120-IN-DT-0009 | BK-GCS-PEDCO-120-IN-DT-0009 | BK-GCS-PEDCO-120-IN-DT-0009 | BK-GCS-PEDCO-120-IN-PY-0003 | BK-GCS-PEDCO-120-IN-PY-0003 | BK-GCS-PEDCO-120-IN-PY-0003 | BK-GCS-PEDCO-120-IN-PY-0003 | BK-GCS-PEDCO-120-IN-PY-0003 | 22 | 22 | 19 | 19 | 155 | 155 | 124.8/113.1 | 124.8/113.1 | D02
161 | 1st Stage Gas Compression Compressors | 1st Stage Gas Compression Compressors | 1st Stage Gas Compression Compressors | PIT-2125A | PIT-2125A | Pressure Indicating Transmitter | Pressure Indicating Transmitter | GAS-111-0036A-CN05-6"-NP | GAS-111-0036A-CN05-6"-NP | GAS-111-0036A-CN05-6"-NP | GAS-111-0036A-CN05-6"-NP | GAS-111-0036A-CN05-6"-NP | BK-GCS-PEDCO-120-PR-PI-0007 (1 of 3) | BK-GCS-PEDCO-120-PR-PI-0007 (1 of 3) | BK-GCS-PEDCO-120-PR-PI-0007 (1 of 3) | BK-GCS-PEDCO-120-PR-PI-0007 (1 of 3) | BK-GCS-PEDCO-120-PR-PI-0007 (1 of 3) | BK-GCS-PEDCO-120-PR-PI-0007 (1 of 3) | GAS | GAS | GAS | BK-GCS-PEDCO-120-IN-DT-0004 | BK-GCS-PEDCO-120-IN-DT-0004 | BK-GCS-PEDCO-120-IN-DT-0004 | BK-GCS-PEDCO-120-IN-DT-0004 | BK-GCS-PEDCO-120-IN-PY-0003 | BK-GCS-PEDCO-120-IN-PY-0003 | BK-GCS-PEDCO-120-IN-PY-0003 | BK-GCS-PEDCO-120-IN-PY-0003 | BK-GCS-PEDCO-120-IN-PY-0003 | 22 | 22 | 19 | 19 | 155 | 155 | 124.8/113.1 | 124.8/113.1 | D02
162 | 1st Stage Gas Compression Compressors | 1st Stage Gas Compression Compressors | 1st Stage Gas Compression Compressors | TIT-2124A | TIT-2124A | Temperature Indicating Transmitter | Temperature Indicating Transmitter | GAS-111-0036A-CN05-6"-NP | GAS-111-0036A-CN05-6"-NP | GAS-111-0036A-CN05-6"-NP | GAS-111-0036A-CN05-6"-NP | GAS-111-0036A-CN05-6"-NP | BK-GCS-PEDCO-120-PR-PI-0007 (1 of 3) | BK-GCS-PEDCO-120-PR-PI-0007 (1 of 3) | BK-GCS-PEDCO-120-PR-PI-0007 (1 of 3) | BK-GCS-PEDCO-120-PR-PI-0007 (1 of 3) | BK-GCS-PEDCO-120-PR-PI-0007 (1 of 3) | BK-GCS-PEDCO-120-PR-PI-0007 (1 of 3) | GAS | GAS | GAS | BK-GCS-PEDCO-120-IN-DT-0005 | BK-GCS-PEDCO-120-IN-DT-0005 | BK-GCS-PEDCO-120-IN-DT-0005 | BK-GCS-PEDCO-120-IN-DT-0005 | BK-GCS-PEDCO-120-IN-PY-0003 | BK-GCS-PEDCO-120-IN-PY-0003 | BK-GCS-PEDCO-120-IN-PY-0003 | BK-GCS-PEDCO-120-IN-PY-0003 | BK-GCS-PEDCO-120-IN-PY-0003 | 22 | 22 | 19 | 19 | 155 | 155 | 124.8/113.1 | 124.8/113.1 | D02
163 | 1st Stage Gas Compression Compressors | 1st Stage Gas Compression Compressors | 1st Stage Gas Compression Compressors | TG-2123A | TG-2123A | Temperature Gauge | Temperature Gauge | GAS-111-0036A-CN05-6"-NP | GAS-111-0036A-CN05-6"-NP | GAS-111-0036A-CN05-6"-NP | GAS-111-0036A-CN05-6"-NP | GAS-111-0036A-CN05-6"-NP | BK-GCS-PEDCO-120-PR-PI-0007 (1 of 3) | BK-GCS-PEDCO-120-PR-PI-0007 (1 of 3) | BK-GCS-PEDCO-120-PR-PI-0007 (1 of 3) | BK-GCS-PEDCO-120-PR-PI-0007 (1 of 3) | BK-GCS-PEDCO-120-PR-PI-0007 (1 of 3) | BK-GCS-PEDCO-120-PR-PI-0007 (1 of 3) | GAS | GAS | GAS | BK-GCS-PEDCO-120-IN-DT-0002 | BK-GCS-PEDCO-120-IN-DT-0002 | BK-GCS-PEDCO-120-IN-DT-0002 | BK-GCS-PEDCO-120-IN-DT-0002 | BK-GCS-PEDCO-120-IN-PY-0003 | BK-GCS-PEDCO-120-IN-PY-0003 | BK-GCS-PEDCO-120-IN-PY-0003 | BK-GCS-PEDCO-120-IN-PY-0003 | BK-GCS-PEDCO-120-IN-PY-0003 | 22 | 22 | 19 | 19 | 155 | 155 | 124.8/113.1 | 124.8/113.1 | D02
164 | 1st Stage Gas Compression Compressors | 1st Stage Gas Compression Compressors | 1st Stage Gas Compression Compressors | PG-2123A | PG-2123A | Pressure Gauge | Pressure Gauge | GAS-111-0036A-CN05-6"-NP | GAS-111-0036A-CN05-6"-NP | GAS-111-0036A-CN05-6"-NP | GAS-111-0036A-CN05-6"-NP | GAS-111-0036A-CN05-6"-NP | BK-GCS-PEDCO-120-PR-PI-0007 (1 of 3) | BK-GCS-PEDCO-120-PR-PI-0007 (1 of 3) | BK-GCS-PEDCO-120-PR-PI-0007 (1 of 3) | BK-GCS-PEDCO-120-PR-PI-0007 (1 of 3) | BK-GCS-PEDCO-120-PR-PI-0007 (1 of 3) | BK-GCS-PEDCO-120-PR-PI-0007 (1 of 3) | GAS | GAS | GAS | BK-GCS-PEDCO-120-IN-DT-0001 | BK-GCS-PEDCO-120-IN-DT-0001 | BK-GCS-PEDCO-120-IN-DT-0001 | BK-GCS-PEDCO-120-IN-DT-0001 | BK-GCS-PEDCO-120-IN-PY-0003 | BK-GCS-PEDCO-120-IN-PY-0003 | BK-GCS-PEDCO-120-IN-PY-0003 | BK-GCS-PEDCO-120-IN-PY-0003 | BK-GCS-PEDCO-120-IN-PY-0003 | 22 | 22 | 19 | 19 | 155 | 155 | 124.8/113.1 | 124.8/113.1 | D02
165 | 1st Stage Gas Compression Compressors | 1st Stage Gas Compression Compressors | 1st Stage Gas Compression Compressors | ESDV-2121B |  | Emergency Shut Down Valve | Emergency Shut Down Valve | C-2101B |  |  |  |  | BK-GCS-PEDCO-120-PR-PI-0007 (2 of 3) | BK-GCS-PEDCO-120-PR-PI-0007 (1 of 3) | BK-GCS-PEDCO-120-PR-PI-0007 (1 of 3) | BK-GCS-PEDCO-120-PR-PI-0007 (1 of 3) | BK-GCS-PEDCO-120-PR-PI-0007 (1 of 3) | BK-GCS-PEDCO-120-PR-PI-0007 (1 of 3) | GAS | GAS | GAS | BK-GCS-PEDCO-120-IN-DT-0001 | BK-GCS-PEDCO-120-IN-DT-0001 | BK-GCS-PEDCO-120-IN-DT-0001 | BK-GCS-PEDCO-120-IN-DT-0001 | BK-GCS-PEDCO-120-IN-PY-0003 | BK-GCS-PEDCO-120-IN-PY-0003 | BK-GCS-PEDCO-120-IN-PY-0003 | BK-GCS-PEDCO-120-IN-PY-0003 | BK-GCS-PEDCO-120-IN-PY-0003 | F.V/9 | F.V/9 | 4.9 | 4.9 | 85 | 85 | 36.78/18.88 | 36.78/18.88 | D02
166 | 1st Stage Gas Compression Compressors | 1st Stage Gas Compression Compressors | 1st Stage Gas Compression Compressors | EZSC-2121B |  | Limit Switch Close (Included in ON-OFF Valve) | Limit Switch Close (Included in ON-OFF Valve) | C-2101B |  |  |  |  | BK-GCS-PEDCO-120-PR-PI-0007 (2 of 3) | BK-GCS-PEDCO-120-PR-PI-0007 (1 of 3) | BK-GCS-PEDCO-120-PR-PI-0007 (1 of 3) | BK-GCS-PEDCO-120-PR-PI-0007 (1 of 3) | BK-GCS-PEDCO-120-PR-PI-0007 (1 of 3) | BK-GCS-PEDCO-120-PR-PI-0007 (1 of 3) | GAS | GAS | GAS | BK-GCS-PEDCO-120-IN-DT-0001 | BK-GCS-PEDCO-120-IN-DT-0001 | BK-GCS-PEDCO-120-IN-DT-0001 | BK-GCS-PEDCO-120-IN-DT-0001 | BK-GCS-PEDCO-120-IN-PY-0003 | BK-GCS-PEDCO-120-IN-PY-0003 | BK-GCS-PEDCO-120-IN-PY-0003 | BK-GCS-PEDCO-120-IN-PY-0003 | BK-GCS-PEDCO-120-IN-PY-0003 | F.V/9 | F.V/9 | 4.9 | 4.9 | 85 | 85 | 36.78/18.88 | 36.78/18.88 | D02
167 | 1st Stage Gas Compression Compressors | 1st Stage Gas Compression Compressors | 1st Stage Gas Compression Compressors | EZSO-2121B |  | Limit Switch Open (Included in ON-OFF Valve) | Limit Switch Open (Included in ON-OFF Valve) | C-2101B |  |  |  |  | BK-GCS-PEDCO-120-PR-PI-0007 (2 of 3) | BK-GCS-PEDCO-120-PR-PI-0007 (1 of 3) | BK-GCS-PEDCO-120-PR-PI-0007 (1 of 3) | BK-GCS-PEDCO-120-PR-PI-0007 (1 of 3) | BK-GCS-PEDCO-120-PR-PI-0007 (1 of 3) | BK-GCS-PEDCO-120-PR-PI-0007 (1 of 3) | GAS | GAS | GAS | BK-GCS-PEDCO-120-IN-DT-0001 | BK-GCS-PEDCO-120-IN-DT-0001 | BK-GCS-PEDCO-120-IN-DT-0001 | BK-GCS-PEDCO-120-IN-DT-0001 | BK-GCS-PEDCO-120-IN-PY-0003 | BK-GCS-PEDCO-120-IN-PY-0003 | BK-GCS-PEDCO-120-IN-PY-0003 | BK-GCS-PEDCO-120-IN-PY-0003 | BK-GCS-PEDCO-120-IN-PY-0003 | F.V/9 | F.V/9 | 4.9 | 4.9 | 85 | 85 | 36.78/18.88 | 36.78/18.88 | D02
168 | 1st Stage Gas Compression Compressors | 1st Stage Gas Compression Compressors | 1st Stage Gas Compression Compressors | TG-2122B | TG-2122B | Temperature Gauge | Temperature Gauge | GAS-111-0031B-AN05-8"-ET | GAS-111-0031B-AN05-8"-ET | GAS-111-0031B-AN05-8"-ET | GAS-111-0031B-AN05-8"-ET | GAS-111-0031B-AN05-8"-ET | BK-GCS-PEDCO-120-PR-PI-0007 (2 of 3) | BK-GCS-PEDCO-120-PR-PI-0007 (2 of 3) | BK-GCS-PEDCO-120-PR-PI-0007 (2 of 3) | BK-GCS-PEDCO-120-PR-PI-0007 (2 of 3) | BK-GCS-PEDCO-120-PR-PI-0007 (2 of 3) | BK-GCS-PEDCO-120-PR-PI-0007 (2 of 3) | GAS | GAS | GAS | BK-GCS-PEDCO-120-IN-DT-0002 | BK-GCS-PEDCO-120-IN-DT-0002 | BK-GCS-PEDCO-120-IN-DT-0002 | BK-GCS-PEDCO-120-IN-DT-0002 | BK-GCS-PEDCO-120-IN-PY-0003 | BK-GCS-PEDCO-120-IN-PY-0003 | BK-GCS-PEDCO-120-IN-PY-0003 | BK-GCS-PEDCO-120-IN-PY-0003 | BK-GCS-PEDCO-120-IN-PY-0003 | F.V/9 | F.V/9 | 4.9 | 4.9 | 85 | 85 | 36.78/18.88 | 36.78/18.88 | D02
169 | 1st Stage Gas Compression Compressors | 1st Stage Gas Compression Compressors | 1st Stage Gas Compression Compressors | TIT-2121B | TIT-2121B | Temperature Indicating Transmitter | Temperature Indicating Transmitter | GAS-111-0031B-AN05-8"-ET | GAS-111-0031B-AN05-8"-ET | GAS-111-0031B-AN05-8"-ET | GAS-111-0031B-AN05-8"-ET | GAS-111-0031B-AN05-8"-ET | BK-GCS-PEDCO-120-PR-PI-0007 (2 of 3) | BK-GCS-PEDCO-120-PR-PI-0007 (2 of 3) | BK-GCS-PEDCO-120-PR-PI-0007 (2 of 3) | BK-GCS-PEDCO-120-PR-PI-0007 (2 of 3) | BK-GCS-PEDCO-120-PR-PI-0007 (2 of 3) | BK-GCS-PEDCO-120-PR-PI-0007 (2 of 3) | GAS | GAS | GAS | BK-GCS-PEDCO-120-IN-DT-0005 | BK-GCS-PEDCO-120-IN-DT-0005 | BK-GCS-PEDCO-120-IN-DT-0005 | BK-GCS-PEDCO-120-IN-DT-0005 | BK-GCS-PEDCO-120-IN-PY-0003 | BK-GCS-PEDCO-120-IN-PY-0003 | BK-GCS-PEDCO-120-IN-PY-0003 | BK-GCS-PEDCO-120-IN-PY-0003 | BK-GCS-PEDCO-120-IN-PY-0003 | F.V/9 | F.V/9 | 4.9 | 4.9 | 85 | 85 | 36.78/18.88 | 36.78/18.88 | D02
170 | 1st Stage Gas Compression Compressors | 1st Stage Gas Compression Compressors | 1st Stage Gas Compression Compressors | PIT-2122B | PIT-2122B | Pressure Indicating Transmitter | Pressure Indicating Transmitter | GAS-111-0031B-AN05-8"-ET | GAS-111-0031B-AN05-8"-ET | GAS-111-0031B-AN05-8"-ET | GAS-111-0031B-AN05-8"-ET | GAS-111-0031B-AN05-8"-ET | BK-GCS-PEDCO-120-PR-PI-0007 (2 of 3) | BK-GCS-PEDCO-120-PR-PI-0007 (2 of 3) | BK-GCS-PEDCO-120-PR-PI-0007 (2 of 3) | BK-GCS-PEDCO-120-PR-PI-0007 (2 of 3) | BK-GCS-PEDCO-120-PR-PI-0007 (2 of 3) | BK-GCS-PEDCO-120-PR-PI-0007 (2 of 3) | GAS | GAS | GAS | BK-GCS-PEDCO-120-IN-DT-0004 | BK-GCS-PEDCO-120-IN-DT-0004 | BK-GCS-PEDCO-120-IN-DT-0004 | BK-GCS-PEDCO-120-IN-DT-0004 | BK-GCS-PEDCO-120-IN-PY-0003 | BK-GCS-PEDCO-120-IN-PY-0003 | BK-GCS-PEDCO-120-IN-PY-0003 | BK-GCS-PEDCO-120-IN-PY-0003 | BK-GCS-PEDCO-120-IN-PY-0003 | F.V/9 | F.V/9 | 4.9 | 4.9 | 85 | 85 | 36.78/18.88 | 36.78/18.88 | D02
171 | 1st Stage Gas Compression Compressors | 1st Stage Gas Compression Compressors | 1st Stage Gas Compression Compressors | PG-2122B | PG-2122B | Pressure Gauge | Pressure Gauge | GAS-111-0031B-AN05-8"-ET | GAS-111-0031B-AN05-8"-ET | GAS-111-0031B-AN05-8"-ET | GAS-111-0031B-AN05-8"-ET | GAS-111-0031B-AN05-8"-ET | BK-GCS-PEDCO-120-PR-PI-0007 (2 of 3) | BK-GCS-PEDCO-120-PR-PI-0007 (2 of 3) | BK-GCS-PEDCO-120-PR-PI-0007 (2 of 3) | BK-GCS-PEDCO-120-PR-PI-0007 (2 of 3) | BK-GCS-PEDCO-120-PR-PI-0007 (2 of 3) | BK-GCS-PEDCO-120-PR-PI-0007 (2 of 3) | GAS | GAS | GAS | BK-GCS-PEDCO-120-IN-DT-0001 | BK-GCS-PEDCO-120-IN-DT-0001 | BK-GCS-PEDCO-120-IN-DT-0001 | BK-GCS-PEDCO-120-IN-DT-0001 | BK-GCS-PEDCO-120-IN-PY-0003 | BK-GCS-PEDCO-120-IN-PY-0003 | BK-GCS-PEDCO-120-IN-PY-0003 | BK-GCS-PEDCO-120-IN-PY-0003 | BK-GCS-PEDCO-120-IN-PY-0003 | F.V/9 | F.V/9 | 4.9 | 4.9 | 85 | 85 | 36.78/18.88 | 36.78/18.88 | D02
172 | 1st Stage Gas Compression Compressors | 1st Stage Gas Compression Compressors | 1st Stage Gas Compression Compressors | PSV-2122B | PSV-2122B | Pressure Safety Valve | Pressure Safety Valve | GAS-111-0032B-CN05-3"-PT | GAS-111-0032B-CN05-3"-PT | GAS-111-0032B-CN05-3"-PT | GAS-111-0032B-CN05-3"-PT | GAS-111-0032B-CN05-3"-PT | BK-GCS-PEDCO-120-PR-PI-0007 (2 of 3) | BK-GCS-PEDCO-120-PR-PI-0007 (2 of 3) | BK-GCS-PEDCO-120-PR-PI-0007 (2 of 3) | BK-GCS-PEDCO-120-PR-PI-0007 (2 of 3) | BK-GCS-PEDCO-120-PR-PI-0007 (2 of 3) | BK-GCS-PEDCO-120-PR-PI-0007 (2 of 3) | GAS | GAS | GAS | BK-GCS-PEDCO-120-IN-DT-0009 | BK-GCS-PEDCO-120-IN-DT-0009 | BK-GCS-PEDCO-120-IN-DT-0009 | BK-GCS-PEDCO-120-IN-DT-0009 | BK-GCS-PEDCO-120-IN-PY-0003 | BK-GCS-PEDCO-120-IN-PY-0003 | BK-GCS-PEDCO-120-IN-PY-0003 | BK-GCS-PEDCO-120-IN-PY-0003 | BK-GCS-PEDCO-120-IN-PY-0003 | 22 | 22 | 19 | 19 | 155 | 155 | 124.8/113.1 | 124.8/113.1 | D02
173 | 1st Stage Gas Compression Compressors | 1st Stage Gas Compression Compressors | 1st Stage Gas Compression Compressors | PSV-2123B | PSV-2123B | Pressure Safety Valve | Pressure Safety Valve | GAS-111-0033B-CN05-3"-PT | GAS-111-0033B-CN05-3"-PT | GAS-111-0033B-CN05-3"-PT | GAS-111-0033B-CN05-3"-PT | GAS-111-0033B-CN05-3"-PT | BK-GCS-PEDCO-120-PR-PI-0007 (2 of 3) | BK-GCS-PEDCO-120-PR-PI-0007 (2 of 3) | BK-GCS-PEDCO-120-PR-PI-0007 (2 of 3) | BK-GCS-PEDCO-120-PR-PI-0007 (2 of 3) | BK-GCS-PEDCO-120-PR-PI-0007 (2 of 3) | BK-GCS-PEDCO-120-PR-PI-0007 (2 of 3) | GAS | GAS | GAS | BK-GCS-PEDCO-120-IN-DT-0009 | BK-GCS-PEDCO-120-IN-DT-0009 | BK-GCS-PEDCO-120-IN-DT-0009 | BK-GCS-PEDCO-120-IN-DT-0009 | BK-GCS-PEDCO-120-IN-PY-0003 | BK-GCS-PEDCO-120-IN-PY-0003 | BK-GCS-PEDCO-120-IN-PY-0003 | BK-GCS-PEDCO-120-IN-PY-0003 | BK-GCS-PEDCO-120-IN-PY-0003 | 22 | 22 | 19 | 19 | 155 | 155 | 124.8/113.1 | 124.8/113.1 | D02
174 | 1st Stage Gas Compression Compressors | 1st Stage Gas Compression Compressors | 1st Stage Gas Compression Compressors | PIT-2125B | PIT-2125B | Pressure Indicating Transmitter | Pressure Indicating Transmitter | GAS-111-0036B-CN05-6"-NP | GAS-111-0036B-CN05-6"-NP | GAS-111-0036B-CN05-6"-NP | GAS-111-0036B-CN05-6"-NP | GAS-111-0036B-CN05-6"-NP | BK-GCS-PEDCO-120-PR-PI-0007 (2 of 3) | BK-GCS-PEDCO-120-PR-PI-0007 (2 of 3) | BK-GCS-PEDCO-120-PR-PI-0007 (2 of 3) | BK-GCS-PEDCO-120-PR-PI-0007 (2 of 3) | BK-GCS-PEDCO-120-PR-PI-0007 (2 of 3) | BK-GCS-PEDCO-120-PR-PI-0007 (2 of 3) | GAS | GAS | GAS | BK-GCS-PEDCO-120-IN-DT-0004 | BK-GCS-PEDCO-120-IN-DT-0004 | BK-GCS-PEDCO-120-IN-DT-0004 | BK-GCS-PEDCO-120-IN-DT-0004 | BK-GCS-PEDCO-120-IN-PY-0003 | BK-GCS-PEDCO-120-IN-PY-0003 | BK-GCS-PEDCO-120-IN-PY-0003 | BK-GCS-PEDCO-120-IN-PY-0003 | BK-GCS-PEDCO-120-IN-PY-0003 | 22 | 22 | 19 | 19 | 155 | 155 | 124.8/113.1 | 124.8/113.1 | D02
175 | 1st Stage Gas Compression Compressors | 1st Stage Gas Compression Compressors | 1st Stage Gas Compression Compressors | TIT-2124B | TIT-2124B | Temperature Indicating Transmitter | Temperature Indicating Transmitter | GAS-111-0036B-CN05-6"-NP | GAS-111-0036B-CN05-6"-NP | GAS-111-0036B-CN05-6"-NP | GAS-111-0036B-CN05-6"-NP | GAS-111-0036B-CN05-6"-NP | BK-GCS-PEDCO-120-PR-PI-0007 (2 of 3) | BK-GCS-PEDCO-120-PR-PI-0007 (2 of 3) | BK-GCS-PEDCO-120-PR-PI-0007 (2 of 3) | BK-GCS-PEDCO-120-PR-PI-0007 (2 of 3) | BK-GCS-PEDCO-120-PR-PI-0007 (2 of 3) | BK-GCS-PEDCO-120-PR-PI-0007 (2 of 3) | GAS | GAS | GAS | BK-GCS-PEDCO-120-IN-DT-0005 | BK-GCS-PEDCO-120-IN-DT-0005 | BK-GCS-PEDCO-120-IN-DT-0005 | BK-GCS-PEDCO-120-IN-DT-0005 | BK-GCS-PEDCO-120-IN-PY-0003 | BK-GCS-PEDCO-120-IN-PY-0003 | BK-GCS-PEDCO-120-IN-PY-0003 | BK-GCS-PEDCO-120-IN-PY-0003 | BK-GCS-PEDCO-120-IN-PY-0003 | 22 | 22 | 19 | 19 | 155 | 155 | 124.8/113.1 | 124.8/113.1 | D02
176 | 1st Stage Gas Compression Compressors | 1st Stage Gas Compression Compressors | 1st Stage Gas Compression Compressors | TG-2123B | TG-2123B | Temperature Gauge | Temperature Gauge | GAS-111-0036B-CN05-6"-NP | GAS-111-0036B-CN05-6"-NP | GAS-111-0036B-CN05-6"-NP | GAS-111-0036B-CN05-6"-NP | GAS-111-0036B-CN05-6"-NP | BK-GCS-PEDCO-120-PR-PI-0007 (2 of 3) | BK-GCS-PEDCO-120-PR-PI-0007 (2 of 3) | BK-GCS-PEDCO-120-PR-PI-0007 (2 of 3) | BK-GCS-PEDCO-120-PR-PI-0007 (2 of 3) | BK-GCS-PEDCO-120-PR-PI-0007 (2 of 3) | BK-GCS-PEDCO-120-PR-PI-0007 (2 of 3) | GAS | GAS | GAS | BK-GCS-PEDCO-120-IN-DT-0002 | BK-GCS-PEDCO-120-IN-DT-0002 | BK-GCS-PEDCO-120-IN-DT-0002 | BK-GCS-PEDCO-120-IN-DT-0002 | BK-GCS-PEDCO-120-IN-PY-0003 | BK-GCS-PEDCO-120-IN-PY-0003 | BK-GCS-PEDCO-120-IN-PY-0003 | BK-GCS-PEDCO-120-IN-PY-0003 | BK-GCS-PEDCO-120-IN-PY-0003 | 22 | 22 | 19 | 19 | 155 | 155 | 124.8/113.1 | 124.8/113.1 | D02
177 | 1st Stage Gas Compression Compressors | 1st Stage Gas Compression Compressors | 1st Stage Gas Compression Compressors | PG-2123B | PG-2123B | Pressure Gauge | Pressure Gauge | GAS-111-0036B-CN05-6"-NP | GAS-111-0036B-CN05-6"-NP | GAS-111-0036B-CN05-6"-NP | GAS-111-0036B-CN05-6"-NP | GAS-111-0036B-CN05-6"-NP | BK-GCS-PEDCO-120-PR-PI-0007 (2 of 3) | BK-GCS-PEDCO-120-PR-PI-0007 (2 of 3) | BK-GCS-PEDCO-120-PR-PI-0007 (2 of 3) | BK-GCS-PEDCO-120-PR-PI-0007 (2 of 3) | BK-GCS-PEDCO-120-PR-PI-0007 (2 of 3) | BK-GCS-PEDCO-120-PR-PI-0007 (2 of 3) | GAS | GAS | GAS | BK-GCS-PEDCO-120-IN-DT-0001 | BK-GCS-PEDCO-120-IN-DT-0001 | BK-GCS-PEDCO-120-IN-DT-0001 | BK-GCS-PEDCO-120-IN-DT-0001 | BK-GCS-PEDCO-120-IN-PY-0003 | BK-GCS-PEDCO-120-IN-PY-0003 | BK-GCS-PEDCO-120-IN-PY-0003 | BK-GCS-PEDCO-120-IN-PY-0003 | BK-GCS-PEDCO-120-IN-PY-0003 | 22 | 22 | 19 | 19 | 155 | 155 | 124.8/113.1 | 124.8/113.1 | D02
178 | 1st Stage Gas Compression Compressors | 1st Stage Gas Compression Compressors | 1st Stage Gas Compression Compressors | ESDV-2121C |  | Emergency Shut Down Valve | Emergency Shut Down Valve | C-2101C |  |  |  |  | BK-GCS-PEDCO-120-PR-PI-0007 (3 of 3) | BK-GCS-PEDCO-120-PR-PI-0007 (1 of 3) | BK-GCS-PEDCO-120-PR-PI-0007 (1 of 3) | BK-GCS-PEDCO-120-PR-PI-0007 (1 of 3) | BK-GCS-PEDCO-120-PR-PI-0007 (1 of 3) | BK-GCS-PEDCO-120-PR-PI-0007 (1 of 3) | GAS | GAS | GAS | BK-GCS-PEDCO-120-IN-DT-0001 | BK-GCS-PEDCO-120-IN-DT-0001 | BK-GCS-PEDCO-120-IN-DT-0001 | BK-GCS-PEDCO-120-IN-DT-0001 | BK-GCS-PEDCO-120-IN-PY-0003 | BK-GCS-PEDCO-120-IN-PY-0003 | BK-GCS-PEDCO-120-IN-PY-0003 | BK-GCS-PEDCO-120-IN-PY-0003 | BK-GCS-PEDCO-120-IN-PY-0003 | F.V/9 | F.V/9 | 4.9 | 4.9 | 85 | 85 | 36.78/18.88 | 36.78/18.88 | D02
179 | 1st Stage Gas Compression Compressors | 1st Stage Gas Compression Compressors | 1st Stage Gas Compression Compressors | EZSC-2121C |  | Limit Switch Close (Included in ON-OFF Valve) | Limit Switch Close (Included in ON-OFF Valve) | C-2101C |  |  |  |  | BK-GCS-PEDCO-120-PR-PI-0007 (3 of 3) | BK-GCS-PEDCO-120-PR-PI-0007 (1 of 3) | BK-GCS-PEDCO-120-PR-PI-0007 (1 of 3) | BK-GCS-PEDCO-120-PR-PI-0007 (1 of 3) | BK-GCS-PEDCO-120-PR-PI-0007 (1 of 3) | BK-GCS-PEDCO-120-PR-PI-0007 (1 of 3) | GAS | GAS | GAS | BK-GCS-PEDCO-120-IN-DT-0001 | BK-GCS-PEDCO-120-IN-DT-0001 | BK-GCS-PEDCO-120-IN-DT-0001 | BK-GCS-PEDCO-120-IN-DT-0001 | BK-GCS-PEDCO-120-IN-PY-0003 | BK-GCS-PEDCO-120-IN-PY-0003 | BK-GCS-PEDCO-120-IN-PY-0003 | BK-GCS-PEDCO-120-IN-PY-0003 | BK-GCS-PEDCO-120-IN-PY-0003 | F.V/9 | F.V/9 | 4.9 | 4.9 | 85 | 85 | 36.78/18.88 | 36.78/18.88 | D02
180 | 1st Stage Gas Compression Compressors | 1st Stage Gas Compression Compressors | 1st Stage Gas Compression Compressors | EZSO-2121C |  | Limit Switch Open (Included in ON-OFF Valve) | Limit Switch Open (Included in ON-OFF Valve) | C-2101C |  |  |  |  | BK-GCS-PEDCO-120-PR-PI-0007 (3 of 3) | BK-GCS-PEDCO-120-PR-PI-0007 (1 of 3) | BK-GCS-PEDCO-120-PR-PI-0007 (1 of 3) | BK-GCS-PEDCO-120-PR-PI-0007 (1 of 3) | BK-GCS-PEDCO-120-PR-PI-0007 (1 of 3) | BK-GCS-PEDCO-120-PR-PI-0007 (1 of 3) | GAS | GAS | GAS | BK-GCS-PEDCO-120-IN-DT-0001 | BK-GCS-PEDCO-120-IN-DT-0001 | BK-GCS-PEDCO-120-IN-DT-0001 | BK-GCS-PEDCO-120-IN-DT-0001 | BK-GCS-PEDCO-120-IN-PY-0003 | BK-GCS-PEDCO-120-IN-PY-0003 | BK-GCS-PEDCO-120-IN-PY-0003 | BK-GCS-PEDCO-120-IN-PY-0003 | BK-GCS-PEDCO-120-IN-PY-0003 | F.V/9 | F.V/9 | 4.9 | 4.9 | 85 | 85 | 36.78/18.88 | 36.78/18.88 | D02
181 | 1st Stage Gas Compression Compressors | 1st Stage Gas Compression Compressors | 1st Stage Gas Compression Compressors | TG-2122C | TG-2122C | Temperature Gauge | Temperature Gauge | GAS-111-0031C-AN05-8"-ET | GAS-111-0031C-AN05-8"-ET | GAS-111-0031C-AN05-8"-ET | GAS-111-0031C-AN05-8"-ET | GAS-111-0031C-AN05-8"-ET | BK-GCS-PEDCO-120-PR-PI-0007 (3 of 3) | BK-GCS-PEDCO-120-PR-PI-0007 (3 of 3) | BK-GCS-PEDCO-120-PR-PI-0007 (3 of 3) | BK-GCS-PEDCO-120-PR-PI-0007 (3 of 3) | BK-GCS-PEDCO-120-PR-PI-0007 (3 of 3) | BK-GCS-PEDCO-120-PR-PI-0007 (3 of 3) | GAS | GAS | GAS | BK-GCS-PEDCO-120-IN-DT-0002 | BK-GCS-PEDCO-120-IN-DT-0002 | BK-GCS-PEDCO-120-IN-DT-0002 | BK-GCS-PEDCO-120-IN-DT-0002 | BK-GCS-PEDCO-120-IN-PY-0003 | BK-GCS-PEDCO-120-IN-PY-0003 | BK-GCS-PEDCO-120-IN-PY-0003 | BK-GCS-PEDCO-120-IN-PY-0003 | BK-GCS-PEDCO-120-IN-PY-0003 | F.V/9 | F.V/9 | 4.9 | 4.9 | 85 | 85 | 36.78/18.88 | 36.78/18.88 | D02
182 | 1st Stage Gas Compression Compressors | 1st Stage Gas Compression Compressors | 1st Stage Gas Compression Compressors | TIT-2121C | TIT-2121C | Temperature Indicating Transmitter | Temperature Indicating Transmitter | GAS-111-0031C-AN05-8"-ET | GAS-111-0031C-AN05-8"-ET | GAS-111-0031C-AN05-8"-ET | GAS-111-0031C-AN05-8"-ET | GAS-111-0031C-AN05-8"-ET | BK-GCS-PEDCO-120-PR-PI-0007 (3 of 3) | BK-GCS-PEDCO-120-PR-PI-0007 (3 of 3) | BK-GCS-PEDCO-120-PR-PI-0007 (3 of 3) | BK-GCS-PEDCO-120-PR-PI-0007 (3 of 3) | BK-GCS-PEDCO-120-PR-PI-0007 (3 of 3) | BK-GCS-PEDCO-120-PR-PI-0007 (3 of 3) | GAS | GAS | GAS | BK-GCS-PEDCO-120-IN-DT-0005 | BK-GCS-PEDCO-120-IN-DT-0005 | BK-GCS-PEDCO-120-IN-DT-0005 | BK-GCS-PEDCO-120-IN-DT-0005 | BK-GCS-PEDCO-120-IN-PY-0003 | BK-GCS-PEDCO-120-IN-PY-0003 | BK-GCS-PEDCO-120-IN-PY-0003 | BK-GCS-PEDCO-120-IN-PY-0003 | BK-GCS-PEDCO-120-IN-PY-0003 | F.V/9 | F.V/9 | 4.9 | 4.9 | 85 | 85 | 36.78/18.88 | 36.78/18.88 | D02
183 | 1st Stage Gas Compression Compressors | 1st Stage Gas Compression Compressors | 1st Stage Gas Compression Compressors | PIT-2122C | PIT-2122C | Pressure Indicating Transmitter | Pressure Indicating Transmitter | GAS-111-0031C-AN05-8"-ET | GAS-111-0031C-AN05-8"-ET | GAS-111-0031C-AN05-8"-ET | GAS-111-0031C-AN05-8"-ET | GAS-111-0031C-AN05-8"-ET | BK-GCS-PEDCO-120-PR-PI-0007 (3 of 3) | BK-GCS-PEDCO-120-PR-PI-0007 (3 of 3) | BK-GCS-PEDCO-120-PR-PI-0007 (3 of 3) | BK-GCS-PEDCO-120-PR-PI-0007 (3 of 3) | BK-GCS-PEDCO-120-PR-PI-0007 (3 of 3) | BK-GCS-PEDCO-120-PR-PI-0007 (3 of 3) | GAS | GAS | GAS | BK-GCS-PEDCO-120-IN-DT-0004 | BK-GCS-PEDCO-120-IN-DT-0004 | BK-GCS-PEDCO-120-IN-DT-0004 | BK-GCS-PEDCO-120-IN-DT-0004 | BK-GCS-PEDCO-120-IN-PY-0003 | BK-GCS-PEDCO-120-IN-PY-0003 | BK-GCS-PEDCO-120-IN-PY-0003 | BK-GCS-PEDCO-120-IN-PY-0003 | BK-GCS-PEDCO-120-IN-PY-0003 | F.V/9 | F.V/9 | 4.9 | 4.9 | 85 | 85 | 36.78/18.88 | 36.78/18.88 | D02
184 | 1st Stage Gas Compression Compressors | 1st Stage Gas Compression Compressors | 1st Stage Gas Compression Compressors | PG-2122C | PG-2122C | Pressure Gauge | Pressure Gauge | GAS-111-0031C-AN05-8"-ET | GAS-111-0031C-AN05-8"-ET | GAS-111-0031C-AN05-8"-ET | GAS-111-0031C-AN05-8"-ET | GAS-111-0031C-AN05-8"-ET | BK-GCS-PEDCO-120-PR-PI-0007 (3 of 3) | BK-GCS-PEDCO-120-PR-PI-0007 (3 of 3) | BK-GCS-PEDCO-120-PR-PI-0007 (3 of 3) | BK-GCS-PEDCO-120-PR-PI-0007 (3 of 3) | BK-GCS-PEDCO-120-PR-PI-0007 (3 of 3) | BK-GCS-PEDCO-120-PR-PI-0007 (3 of 3) | GAS | GAS | GAS | BK-GCS-PEDCO-120-IN-DT-0001 | BK-GCS-PEDCO-120-IN-DT-0001 | BK-GCS-PEDCO-120-IN-DT-0001 | BK-GCS-PEDCO-120-IN-DT-0001 | BK-GCS-PEDCO-120-IN-PY-0003 | BK-GCS-PEDCO-120-IN-PY-0003 | BK-GCS-PEDCO-120-IN-PY-0003 | BK-GCS-PEDCO-120-IN-PY-0003 | BK-GCS-PEDCO-120-IN-PY-0003 | F.V/9 | F.V/9 | 4.9 | 4.9 | 85 | 85 | 36.78/18.88 | 36.78/18.88 | D02
185 | 1st Stage Gas Compression Compressors | 1st Stage Gas Compression Compressors | 1st Stage Gas Compression Compressors | PSV-2122C | PSV-2122C | Pressure Safety Valve | Pressure Safety Valve | GAS-111-0032C-CN05-3"-PT | GAS-111-0032C-CN05-3"-PT | GAS-111-0032C-CN05-3"-PT | GAS-111-0032C-CN05-3"-PT | GAS-111-0032C-CN05-3"-PT | BK-GCS-PEDCO-120-PR-PI-0007 (3 of 3) | BK-GCS-PEDCO-120-PR-PI-0007 (3 of 3) | BK-GCS-PEDCO-120-PR-PI-0007 (3 of 3) | BK-GCS-PEDCO-120-PR-PI-0007 (3 of 3) | BK-GCS-PEDCO-120-PR-PI-0007 (3 of 3) | BK-GCS-PEDCO-120-PR-PI-0007 (3 of 3) | GAS | GAS | GAS | BK-GCS-PEDCO-120-IN-DT-0009 | BK-GCS-PEDCO-120-IN-DT-0009 | BK-GCS-PEDCO-120-IN-DT-0009 | BK-GCS-PEDCO-120-IN-DT-0009 | BK-GCS-PEDCO-120-IN-PY-0003 | BK-GCS-PEDCO-120-IN-PY-0003 | BK-GCS-PEDCO-120-IN-PY-0003 | BK-GCS-PEDCO-120-IN-PY-0003 | BK-GCS-PEDCO-120-IN-PY-0003 | 22 | 22 | 19 | 19 | 155 | 155 | 124.8/113.1 | 124.8/113.1 | D02
186 | 1st Stage Gas Compression Compressors | 1st Stage Gas Compression Compressors | 1st Stage Gas Compression Compressors | PSV-2123C | PSV-2123C | Pressure Safety Valve | Pressure Safety Valve | GAS-111-0033C-CN05-3"-PT | GAS-111-0033C-CN05-3"-PT | GAS-111-0033C-CN05-3"-PT | GAS-111-0033C-CN05-3"-PT | GAS-111-0033C-CN05-3"-PT | BK-GCS-PEDCO-120-PR-PI-0007 (3 of 3) | BK-GCS-PEDCO-120-PR-PI-0007 (3 of 3) | BK-GCS-PEDCO-120-PR-PI-0007 (3 of 3) | BK-GCS-PEDCO-120-PR-PI-0007 (3 of 3) | BK-GCS-PEDCO-120-PR-PI-0007 (3 of 3) | BK-GCS-PEDCO-120-PR-PI-0007 (3 of 3) | GAS | GAS | GAS | BK-GCS-PEDCO-120-IN-DT-0009 | BK-GCS-PEDCO-120-IN-DT-0009 | BK-GCS-PEDCO-120-IN-DT-0009 | BK-GCS-PEDCO-120-IN-DT-0009 | BK-GCS-PEDCO-120-IN-PY-0003 | BK-GCS-PEDCO-120-IN-PY-0003 | BK-GCS-PEDCO-120-IN-PY-0003 | BK-GCS-PEDCO-120-IN-PY-0003 | BK-GCS-PEDCO-120-IN-PY-0003 | 22 | 22 | 19 | 19 | 155 | 155 | 124.8/113.1 | 124.8/113.1 | D02
187 | 1st Stage Gas Compression Compressors | 1st Stage Gas Compression Compressors | 1st Stage Gas Compression Compressors | PIT-2125C | PIT-2125C | Pressure Indicating Transmitter | Pressure Indicating Transmitter | GAS-111-0036C-CN05-6"-NP | GAS-111-0036C-CN05-6"-NP | GAS-111-0036C-CN05-6"-NP | GAS-111-0036C-CN05-6"-NP | GAS-111-0036C-CN05-6"-NP | BK-GCS-PEDCO-120-PR-PI-0007 (3 of 3) | BK-GCS-PEDCO-120-PR-PI-0007 (3 of 3) | BK-GCS-PEDCO-120-PR-PI-0007 (3 of 3) | BK-GCS-PEDCO-120-PR-PI-0007 (3 of 3) | BK-GCS-PEDCO-120-PR-PI-0007 (3 of 3) | BK-GCS-PEDCO-120-PR-PI-0007 (3 of 3) | GAS | GAS | GAS | BK-GCS-PEDCO-120-IN-DT-0004 | BK-GCS-PEDCO-120-IN-DT-0004 | BK-GCS-PEDCO-120-IN-DT-0004 | BK-GCS-PEDCO-120-IN-DT-0004 | BK-GCS-PEDCO-120-IN-PY-0003 | BK-GCS-PEDCO-120-IN-PY-0003 | BK-GCS-PEDCO-120-IN-PY-0003 | BK-GCS-PEDCO-120-IN-PY-0003 | BK-GCS-PEDCO-120-IN-PY-0003 | 22 | 22 | 19 | 19 | 155 | 155 | 124.8/113.1 | 124.8/113.1 | D02
188 | 1st Stage Gas Compression Compressors | 1st Stage Gas Compression Compressors | 1st Stage Gas Compression Compressors | TIT-2124C | TIT-2124C | Temperature Indicating Transmitter | Temperature Indicating Transmitter | GAS-111-0036C-CN05-6"-NP | GAS-111-0036C-CN05-6"-NP | GAS-111-0036C-CN05-6"-NP | GAS-111-0036C-CN05-6"-NP | GAS-111-0036C-CN05-6"-NP | BK-GCS-PEDCO-120-PR-PI-0007 (3 of 3) | BK-GCS-PEDCO-120-PR-PI-0007 (3 of 3) | BK-GCS-PEDCO-120-PR-PI-0007 (3 of 3) | BK-GCS-PEDCO-120-PR-PI-0007 (3 of 3) | BK-GCS-PEDCO-120-PR-PI-0007 (3 of 3) | BK-GCS-PEDCO-120-PR-PI-0007 (3 of 3) | GAS | GAS | GAS | BK-GCS-PEDCO-120-IN-DT-0005 | BK-GCS-PEDCO-120-IN-DT-0005 | BK-GCS-PEDCO-120-IN-DT-0005 | BK-GCS-PEDCO-120-IN-DT-0005 | BK-GCS-PEDCO-120-IN-PY-0003 | BK-GCS-PEDCO-120-IN-PY-0003 | BK-GCS-PEDCO-120-IN-PY-0003 | BK-GCS-PEDCO-120-IN-PY-0003 | BK-GCS-PEDCO-120-IN-PY-0003 | 22 | 22 | 19 | 19 | 155 | 155 | 124.8/113.1 | 124.8/113.1 | D02
189 | 1st Stage Gas Compression Compressors | 1st Stage Gas Compression Compressors | 1st Stage Gas Compression Compressors | TG-2123C | TG-2123C | Temperature Gauge | Temperature Gauge | GAS-111-0036C-CN05-6"-NP | GAS-111-0036C-CN05-6"-NP | GAS-111-0036C-CN05-6"-NP | GAS-111-0036C-CN05-6"-NP | GAS-111-0036C-CN05-6"-NP | BK-GCS-PEDCO-120-PR-PI-0007 (3 of 3) | BK-GCS-PEDCO-120-PR-PI-0007 (3 of 3) | BK-GCS-PEDCO-120-PR-PI-0007 (3 of 3) | BK-GCS-PEDCO-120-PR-PI-0007 (3 of 3) | BK-GCS-PEDCO-120-PR-PI-0007 (3 of 3) | BK-GCS-PEDCO-120-PR-PI-0007 (3 of 3) | GAS | GAS | GAS | BK-GCS-PEDCO-120-IN-DT-0002 | BK-GCS-PEDCO-120-IN-DT-0002 | BK-GCS-PEDCO-120-IN-DT-0002 | BK-GCS-PEDCO-120-IN-DT-0002 | BK-GCS-PEDCO-120-IN-PY-0003 | BK-GCS-PEDCO-120-IN-PY-0003 | BK-GCS-PEDCO-120-IN-PY-0003 | BK-GCS-PEDCO-120-IN-PY-0003 | BK-GCS-PEDCO-120-IN-PY-0003 | 22 | 22 | 19 | 19 | 155 | 155 | 124.8/113.1 | 124.8/113.1 | D02
190 | 1st Stage Gas Compression Compressors | 1st Stage Gas Compression Compressors | 1st Stage Gas Compression Compressors | PG-2123C | PG-2123C | Pressure Gauge | Pressure Gauge | GAS-111-0036C-CN05-6"-NP | GAS-111-0036C-CN05-6"-NP | GAS-111-0036C-CN05-6"-NP | GAS-111-0036C-CN05-6"-NP | GAS-111-0036C-CN05-6"-NP | BK-GCS-PEDCO-120-PR-PI-0007 (3 of 3) | BK-GCS-PEDCO-120-PR-PI-0007 (3 of 3) | BK-GCS-PEDCO-120-PR-PI-0007 (3 of 3) | BK-GCS-PEDCO-120-PR-PI-0007 (3 of 3) | BK-GCS-PEDCO-120-PR-PI-0007 (3 of 3) | BK-GCS-PEDCO-120-PR-PI-0007 (3 of 3) | GAS | GAS | GAS | BK-GCS-PEDCO-120-IN-DT-0001 | BK-GCS-PEDCO-120-IN-DT-0001 | BK-GCS-PEDCO-120-IN-DT-0001 | BK-GCS-PEDCO-120-IN-DT-0001 | BK-GCS-PEDCO-120-IN-PY-0003 | BK-GCS-PEDCO-120-IN-PY-0003 | BK-GCS-PEDCO-120-IN-PY-0003 | BK-GCS-PEDCO-120-IN-PY-0003 | BK-GCS-PEDCO-120-IN-PY-0003 | 22 | 22 | 19 | 19 | 155 | 155 | 124.8/113.1 | 124.8/113.1 | D02
191 | 1st Stage Gas Compression Air Coolers | 1st Stage Gas Compression Air Coolers | 1st Stage Gas Compression Air Coolers | TIT-2126A | TIT-2126A | Temperature Indicating Transmitter | Temperature Indicating Transmitter | GAS-111-0037A-CS00-6"-NP | GAS-111-0037A-CS00-6"-NP | GAS-111-0037A-CS00-6"-NP | GAS-111-0037A-CS00-6"-NP | GAS-111-0037A-CS00-6"-NP | BK-GCS-PEDCO-120-PR-PI-0008 (1 of 3) | BK-GCS-PEDCO-120-PR-PI-0008 (1 of 3) | BK-GCS-PEDCO-120-PR-PI-0008 (1 of 3) | BK-GCS-PEDCO-120-PR-PI-0008 (1 of 3) | BK-GCS-PEDCO-120-PR-PI-0008 (1 of 3) | BK-GCS-PEDCO-120-PR-PI-0008 (1 of 3) | GAS | GAS | GAS | BK-GCS-PEDCO-120-IN-DT-0005 | BK-GCS-PEDCO-120-IN-DT-0005 | BK-GCS-PEDCO-120-IN-DT-0005 | BK-GCS-PEDCO-120-IN-DT-0005 | BK-GCS-PEDCO-120-IN-PY-0003 | BK-GCS-PEDCO-120-IN-PY-0003 | BK-GCS-PEDCO-120-IN-PY-0003 | BK-GCS-PEDCO-120-IN-PY-0003 | BK-GCS-PEDCO-120-IN-PY-0003 | F.V/22 | F.V/22 | 18.3 | 18.3 | 115.4 | 115.4 | 60 | 60 | D02
192 | 1st Stage Gas Compression Air Coolers | 1st Stage Gas Compression Air Coolers | 1st Stage Gas Compression Air Coolers | TIT-2125A | TIT-2125A | Temperature Indicating Transmitter | Temperature Indicating Transmitter | GAS-111-0037A-CS00-6"-NP | GAS-111-0037A-CS00-6"-NP | GAS-111-0037A-CS00-6"-NP | GAS-111-0037A-CS00-6"-NP | GAS-111-0037A-CS00-6"-NP | BK-GCS-PEDCO-120-PR-PI-0008 (1 of 3) | BK-GCS-PEDCO-120-PR-PI-0008 (1 of 3) | BK-GCS-PEDCO-120-PR-PI-0008 (1 of 3) | BK-GCS-PEDCO-120-PR-PI-0008 (1 of 3) | BK-GCS-PEDCO-120-PR-PI-0008 (1 of 3) | BK-GCS-PEDCO-120-PR-PI-0008 (1 of 3) | GAS | GAS | GAS | BK-GCS-PEDCO-120-IN-DT-0005 | BK-GCS-PEDCO-120-IN-DT-0005 | BK-GCS-PEDCO-120-IN-DT-0005 | BK-GCS-PEDCO-120-IN-DT-0005 | BK-GCS-PEDCO-120-IN-PY-0003 | BK-GCS-PEDCO-120-IN-PY-0003 | BK-GCS-PEDCO-120-IN-PY-0003 | BK-GCS-PEDCO-120-IN-PY-0003 | BK-GCS-PEDCO-120-IN-PY-0003 | F.V/22 | F.V/22 | 18.3 | 18.3 | 115.4 | 115.4 | 60 | 60 | D02
193 | 1st Stage Gas Compression Air Coolers | 1st Stage Gas Compression Air Coolers | 1st Stage Gas Compression Air Coolers | TG-2124A | TG-2124A | Temperature Gauge | Temperature Gauge | GAS-111-0037A-CS00-6"-NP | GAS-111-0037A-CS00-6"-NP | GAS-111-0037A-CS00-6"-NP | GAS-111-0037A-CS00-6"-NP | GAS-111-0037A-CS00-6"-NP | BK-GCS-PEDCO-120-PR-PI-0008 (1 of 3) | BK-GCS-PEDCO-120-PR-PI-0008 (1 of 3) | BK-GCS-PEDCO-120-PR-PI-0008 (1 of 3) | BK-GCS-PEDCO-120-PR-PI-0008 (1 of 3) | BK-GCS-PEDCO-120-PR-PI-0008 (1 of 3) | BK-GCS-PEDCO-120-PR-PI-0008 (1 of 3) | GAS | GAS | GAS | BK-GCS-PEDCO-120-IN-DT-0002 | BK-GCS-PEDCO-120-IN-DT-0002 | BK-GCS-PEDCO-120-IN-DT-0002 | BK-GCS-PEDCO-120-IN-DT-0002 | BK-GCS-PEDCO-120-IN-PY-0003 | BK-GCS-PEDCO-120-IN-PY-0003 | BK-GCS-PEDCO-120-IN-PY-0003 | BK-GCS-PEDCO-120-IN-PY-0003 | BK-GCS-PEDCO-120-IN-PY-0003 | F.V/22 | F.V/22 | 18.3 | 18.3 | 115.4 | 115.4 | 60 | 60 | D02
194 | 1st Stage Gas Compression Air Coolers | 1st Stage Gas Compression Air Coolers | 1st Stage Gas Compression Air Coolers | PG-2124A | PG-2124A | Pressure Gauge | Pressure Gauge | GAS-111-0037A-CS00-6"-NP | GAS-111-0037A-CS00-6"-NP | GAS-111-0037A-CS00-6"-NP | GAS-111-0037A-CS00-6"-NP | GAS-111-0037A-CS00-6"-NP | BK-GCS-PEDCO-120-PR-PI-0008 (1 of 3) | BK-GCS-PEDCO-120-PR-PI-0008 (1 of 3) | BK-GCS-PEDCO-120-PR-PI-0008 (1 of 3) | BK-GCS-PEDCO-120-PR-PI-0008 (1 of 3) | BK-GCS-PEDCO-120-PR-PI-0008 (1 of 3) | BK-GCS-PEDCO-120-PR-PI-0008 (1 of 3) | GAS | GAS | GAS | BK-GCS-PEDCO-120-IN-DT-0001 | BK-GCS-PEDCO-120-IN-DT-0001 | BK-GCS-PEDCO-120-IN-DT-0001 | BK-GCS-PEDCO-120-IN-DT-0001 | BK-GCS-PEDCO-120-IN-PY-0003 | BK-GCS-PEDCO-120-IN-PY-0003 | BK-GCS-PEDCO-120-IN-PY-0003 | BK-GCS-PEDCO-120-IN-PY-0003 | BK-GCS-PEDCO-120-IN-PY-0003 | F.V/22 | F.V/22 | 18.3 | 18.3 | 115.4 | 115.4 | 60 | 60 | D02
195 | 1st Stage Gas Compression Air Coolers | 1st Stage Gas Compression Air Coolers | 1st Stage Gas Compression Air Coolers | TIT-2126B | TIT-2126B | Temperature Indicating Transmitter | Temperature Indicating Transmitter | GAS-111-0037B-CS00-6"-NP | GAS-111-0037B-CS00-6"-NP | GAS-111-0037B-CS00-6"-NP | GAS-111-0037B-CS00-6"-NP | GAS-111-0037B-CS00-6"-NP | BK-GCS-PEDCO-120-PR-PI-0008 (2 of 3) | BK-GCS-PEDCO-120-PR-PI-0008 (2 of 3) | BK-GCS-PEDCO-120-PR-PI-0008 (2 of 3) | BK-GCS-PEDCO-120-PR-PI-0008 (2 of 3) | BK-GCS-PEDCO-120-PR-PI-0008 (2 of 3) | BK-GCS-PEDCO-120-PR-PI-0008 (2 of 3) | GAS | GAS | GAS | BK-GCS-PEDCO-120-IN-DT-0005 | BK-GCS-PEDCO-120-IN-DT-0005 | BK-GCS-PEDCO-120-IN-DT-0005 | BK-GCS-PEDCO-120-IN-DT-0005 | BK-GCS-PEDCO-120-IN-PY-0003 | BK-GCS-PEDCO-120-IN-PY-0003 | BK-GCS-PEDCO-120-IN-PY-0003 | BK-GCS-PEDCO-120-IN-PY-0003 | BK-GCS-PEDCO-120-IN-PY-0003 | F.V/22 | F.V/22 | 18.3 | 18.3 | 115.4 | 115.4 | 60 | 60 | D02
196 | 1st Stage Gas Compression Air Coolers | 1st Stage Gas Compression Air Coolers | 1st Stage Gas Compression Air Coolers | TIT-2125B | TIT-2125B | Temperature Indicating Transmitter | Temperature Indicating Transmitter | GAS-111-0037B-CS00-6"-NP | GAS-111-0037B-CS00-6"-NP | GAS-111-0037B-CS00-6"-NP | GAS-111-0037B-CS00-6"-NP | GAS-111-0037B-CS00-6"-NP | BK-GCS-PEDCO-120-PR-PI-0008 (2 of 3) | BK-GCS-PEDCO-120-PR-PI-0008 (2 of 3) | BK-GCS-PEDCO-120-PR-PI-0008 (2 of 3) | BK-GCS-PEDCO-120-PR-PI-0008 (2 of 3) | BK-GCS-PEDCO-120-PR-PI-0008 (2 of 3) | BK-GCS-PEDCO-120-PR-PI-0008 (2 of 3) | GAS | GAS | GAS | BK-GCS-PEDCO-120-IN-DT-0005 | BK-GCS-PEDCO-120-IN-DT-0005 | BK-GCS-PEDCO-120-IN-DT-0005 | BK-GCS-PEDCO-120-IN-DT-0005 | BK-GCS-PEDCO-120-IN-PY-0003 | BK-GCS-PEDCO-120-IN-PY-0003 | BK-GCS-PEDCO-120-IN-PY-0003 | BK-GCS-PEDCO-120-IN-PY-0003 | BK-GCS-PEDCO-120-IN-PY-0003 | F.V/22 | F.V/22 | 18.3 | 18.3 | 115.4 | 115.4 | 60 | 60 | D02
197 | 1st Stage Gas Compression Air Coolers | 1st Stage Gas Compression Air Coolers | 1st Stage Gas Compression Air Coolers | TG-2124B | TG-2124B | Temperature Gauge | Temperature Gauge | GAS-111-0037B-CS00-6"-NP | GAS-111-0037B-CS00-6"-NP | GAS-111-0037B-CS00-6"-NP | GAS-111-0037B-CS00-6"-NP | GAS-111-0037B-CS00-6"-NP | BK-GCS-PEDCO-120-PR-PI-0008 (2 of 3) | BK-GCS-PEDCO-120-PR-PI-0008 (2 of 3) | BK-GCS-PEDCO-120-PR-PI-0008 (2 of 3) | BK-GCS-PEDCO-120-PR-PI-0008 (2 of 3) | BK-GCS-PEDCO-120-PR-PI-0008 (2 of 3) | BK-GCS-PEDCO-120-PR-PI-0008 (2 of 3) | GAS | GAS | GAS | BK-GCS-PEDCO-120-IN-DT-0002 | BK-GCS-PEDCO-120-IN-DT-0002 | BK-GCS-PEDCO-120-IN-DT-0002 | BK-GCS-PEDCO-120-IN-DT-0002 | BK-GCS-PEDCO-120-IN-PY-0003 | BK-GCS-PEDCO-120-IN-PY-0003 | BK-GCS-PEDCO-120-IN-PY-0003 | BK-GCS-PEDCO-120-IN-PY-0003 | BK-GCS-PEDCO-120-IN-PY-0003 | F.V/22 | F.V/22 | 18.3 | 18.3 | 115.4 | 115.4 | 60 | 60 | D02
198 | 1st Stage Gas Compression Air Coolers | 1st Stage Gas Compression Air Coolers | 1st Stage Gas Compression Air Coolers | PG-2124B | PG-2124B | Pressure Gauge | Pressure Gauge | GAS-111-0037B-CS00-6"-NP | GAS-111-0037B-CS00-6"-NP | GAS-111-0037B-CS00-6"-NP | GAS-111-0037B-CS00-6"-NP | GAS-111-0037B-CS00-6"-NP | BK-GCS-PEDCO-120-PR-PI-0008 (2 of 3) | BK-GCS-PEDCO-120-PR-PI-0008 (2 of 3) | BK-GCS-PEDCO-120-PR-PI-0008 (2 of 3) | BK-GCS-PEDCO-120-PR-PI-0008 (2 of 3) | BK-GCS-PEDCO-120-PR-PI-0008 (2 of 3) | BK-GCS-PEDCO-120-PR-PI-0008 (2 of 3) | GAS | GAS | GAS | BK-GCS-PEDCO-120-IN-DT-0001 | BK-GCS-PEDCO-120-IN-DT-0001 | BK-GCS-PEDCO-120-IN-DT-0001 | BK-GCS-PEDCO-120-IN-DT-0001 | BK-GCS-PEDCO-120-IN-PY-0003 | BK-GCS-PEDCO-120-IN-PY-0003 | BK-GCS-PEDCO-120-IN-PY-0003 | BK-GCS-PEDCO-120-IN-PY-0003 | BK-GCS-PEDCO-120-IN-PY-0003 | F.V/22 | F.V/22 | 18.3 | 18.3 | 115.4 | 115.4 | 60 | 60 | D02
199 | 1st Stage Gas Compression Air Coolers | 1st Stage Gas Compression Air Coolers | 1st Stage Gas Compression Air Coolers | TIT-2126C | TIT-2126C | Temperature Indicating Transmitter | Temperature Indicating Transmitter | GAS-111-0037C-CS00-6"-NP | GAS-111-0037C-CS00-6"-NP | GAS-111-0037C-CS00-6"-NP | GAS-111-0037C-CS00-6"-NP | GAS-111-0037C-CS00-6"-NP | BK-GCS-PEDCO-120-PR-PI-0008 (3 of 3) | BK-GCS-PEDCO-120-PR-PI-0008 (3 of 3) | BK-GCS-PEDCO-120-PR-PI-0008 (3 of 3) | BK-GCS-PEDCO-120-PR-PI-0008 (3 of 3) | BK-GCS-PEDCO-120-PR-PI-0008 (3 of 3) | BK-GCS-PEDCO-120-PR-PI-0008 (3 of 3) | GAS | GAS | GAS | BK-GCS-PEDCO-120-IN-DT-0005 | BK-GCS-PEDCO-120-IN-DT-0005 | BK-GCS-PEDCO-120-IN-DT-0005 | BK-GCS-PEDCO-120-IN-DT-0005 | BK-GCS-PEDCO-120-IN-PY-0003 | BK-GCS-PEDCO-120-IN-PY-0003 | BK-GCS-PEDCO-120-IN-PY-0003 | BK-GCS-PEDCO-120-IN-PY-0003 | BK-GCS-PEDCO-120-IN-PY-0003 | F.V/22 | F.V/22 | 18.3 | 18.3 | 115.4 | 115.4 | 60 | 60 | D02
200 | 1st Stage Gas Compression Air Coolers | 1st Stage Gas Compression Air Coolers | 1st Stage Gas Compression Air Coolers | TIT-2125C | TIT-2125C | Temperature Indicating Transmitter | Temperature Indicating Transmitter | GAS-111-0037C-CS00-6"-NP | GAS-111-0037C-CS00-6"-NP | GAS-111-0037C-CS00-6"-NP | GAS-111-0037C-CS00-6"-NP | GAS-111-0037C-CS00-6"-NP | BK-GCS-PEDCO-120-PR-PI-0008 (3 of 3) | BK-GCS-PEDCO-120-PR-PI-0008 (3 of 3) | BK-GCS-PEDCO-120-PR-PI-0008 (3 of 3) | BK-GCS-PEDCO-120-PR-PI-0008 (3 of 3) | BK-GCS-PEDCO-120-PR-PI-0008 (3 of 3) | BK-GCS-PEDCO-120-PR-PI-0008 (3 of 3) | GAS | GAS | GAS | BK-GCS-PEDCO-120-IN-DT-0005 | BK-GCS-PEDCO-120-IN-DT-0005 | BK-GCS-PEDCO-120-IN-DT-0005 | BK-GCS-PEDCO-120-IN-DT-0005 | BK-GCS-PEDCO-120-IN-PY-0003 | BK-GCS-PEDCO-120-IN-PY-0003 | BK-GCS-PEDCO-120-IN-PY-0003 | BK-GCS-PEDCO-120-IN-PY-0003 | BK-GCS-PEDCO-120-IN-PY-0003 | F.V/22 | F.V/22 | 18.3 | 18.3 | 115.4 | 115.4 | 60 | 60 | D02
201 | 1st Stage Gas Compression Air Coolers | 1st Stage Gas Compression Air Coolers | 1st Stage Gas Compression Air Coolers | TG-2124C | TG-2124C | Temperature Gauge | Temperature Gauge | GAS-111-0037C-CS00-6"-NP | GAS-111-0037C-CS00-6"-NP | GAS-111-0037C-CS00-6"-NP | GAS-111-0037C-CS00-6"-NP | GAS-111-0037C-CS00-6"-NP | BK-GCS-PEDCO-120-PR-PI-0008 (3 of 3) | BK-GCS-PEDCO-120-PR-PI-0008 (3 of 3) | BK-GCS-PEDCO-120-PR-PI-0008 (3 of 3) | BK-GCS-PEDCO-120-PR-PI-0008 (3 of 3) | BK-GCS-PEDCO-120-PR-PI-0008 (3 of 3) | BK-GCS-PEDCO-120-PR-PI-0008 (3 of 3) | GAS | GAS | GAS | BK-GCS-PEDCO-120-IN-DT-0002 | BK-GCS-PEDCO-120-IN-DT-0002 | BK-GCS-PEDCO-120-IN-DT-0002 | BK-GCS-PEDCO-120-IN-DT-0002 | BK-GCS-PEDCO-120-IN-PY-0003 | BK-GCS-PEDCO-120-IN-PY-0003 | BK-GCS-PEDCO-120-IN-PY-0003 | BK-GCS-PEDCO-120-IN-PY-0003 | BK-GCS-PEDCO-120-IN-PY-0003 | F.V/22 | F.V/22 | 18.3 | 18.3 | 115.4 | 115.4 | 60 | 60 | D02
202 | 1st Stage Gas Compression Air Coolers | 1st Stage Gas Compression Air Coolers | 1st Stage Gas Compression Air Coolers | PG-2124C | PG-2124C | Pressure Gauge | Pressure Gauge | GAS-111-0037C-CS00-6"-NP | GAS-111-0037C-CS00-6"-NP | GAS-111-0037C-CS00-6"-NP | GAS-111-0037C-CS00-6"-NP | GAS-111-0037C-CS00-6"-NP | BK-GCS-PEDCO-120-PR-PI-0008 (3 of 3) | BK-GCS-PEDCO-120-PR-PI-0008 (3 of 3) | BK-GCS-PEDCO-120-PR-PI-0008 (3 of 3) | BK-GCS-PEDCO-120-PR-PI-0008 (3 of 3) | BK-GCS-PEDCO-120-PR-PI-0008 (3 of 3) | BK-GCS-PEDCO-120-PR-PI-0008 (3 of 3) | GAS | GAS | GAS | BK-GCS-PEDCO-120-IN-DT-0001 | BK-GCS-PEDCO-120-IN-DT-0001 | BK-GCS-PEDCO-120-IN-DT-0001 | BK-GCS-PEDCO-120-IN-DT-0001 | BK-GCS-PEDCO-120-IN-PY-0003 | BK-GCS-PEDCO-120-IN-PY-0003 | BK-GCS-PEDCO-120-IN-PY-0003 | BK-GCS-PEDCO-120-IN-PY-0003 | BK-GCS-PEDCO-120-IN-PY-0003 | F.V/22 | F.V/22 | 18.3 | 18.3 | 115.4 | 115.4 | 60 | 60 | D02
203 | 2nd Stage Gas Compression Suction Drums | 2nd Stage Gas Compression Suction Drums | 2nd Stage Gas Compression Suction Drums | PSV-2131A | PSV-2131A | Pressure Safety Valve | Pressure Safety Valve | GAS-111-0042A-CN05-2"-PT | GAS-111-0042A-CN05-2"-PT | GAS-111-0042A-CN05-2"-PT | GAS-111-0042A-CN05-2"-PT | GAS-111-0042A-CN05-2"-PT | BK-GCS-PEDCO-120-PR-PI-0009 (1 of 3) | BK-GCS-PEDCO-120-PR-PI-0009 (1 of 3) | BK-GCS-PEDCO-120-PR-PI-0009 (1 of 3) | BK-GCS-PEDCO-120-PR-PI-0009 (1 of 3) | BK-GCS-PEDCO-120-PR-PI-0009 (1 of 3) | BK-GCS-PEDCO-120-PR-PI-0009 (1 of 3) | GAS | GAS | GAS | BK-GCS-PEDCO-120-IN-DT-0009 | BK-GCS-PEDCO-120-IN-DT-0009 | BK-GCS-PEDCO-120-IN-DT-0009 | BK-GCS-PEDCO-120-IN-DT-0009 | BK-GCS-PEDCO-120-IN-PY-0003 | BK-GCS-PEDCO-120-IN-PY-0003 | BK-GCS-PEDCO-120-IN-PY-0003 | BK-GCS-PEDCO-120-IN-PY-0003 | BK-GCS-PEDCO-120-IN-PY-0003 | F.V/22 | F.V/22 | 18.3 | 18.3 | 115.5 | 115.5 | 60 | 60 | D02
204 | 2nd Stage Gas Compression Suction Drums | 2nd Stage Gas Compression Suction Drums | 2nd Stage Gas Compression Suction Drums | LIT-2132A | LIT-2132A | Level Indicating Transmitter | Level Indicating Transmitter | V-2102-A | V-2102-A | V-2102-A | V-2102-A | V-2102-A | BK-GCS-PEDCO-120-PR-PI-0009 (1 of 3) | BK-GCS-PEDCO-120-PR-PI-0009 (1 of 3) | BK-GCS-PEDCO-120-PR-PI-0009 (1 of 3) | BK-GCS-PEDCO-120-PR-PI-0009 (1 of 3) | BK-GCS-PEDCO-120-PR-PI-0009 (1 of 3) | BK-GCS-PEDCO-120-PR-PI-0009 (1 of 3) | LIQUID | LIQUID | LIQUID | BK-GCS-PEDCO-120-IN-DT-0006 | BK-GCS-PEDCO-120-IN-DT-0006 | BK-GCS-PEDCO-120-IN-DT-0006 | BK-GCS-PEDCO-120-IN-DT-0006 | BK-GCS-PEDCO-120-IN-PY-0003 | BK-GCS-PEDCO-120-IN-PY-0003 | BK-GCS-PEDCO-120-IN-PY-0003 | BK-GCS-PEDCO-120-IN-PY-0003 | BK-GCS-PEDCO-120-IN-PY-0003 | F.V/22 | F.V/22 | 18.3 | 18.3 | 115.5 | 115.5 | 60 | 60 | D02
205 | 2nd Stage Gas Compression Suction Drums | 2nd Stage Gas Compression Suction Drums | 2nd Stage Gas Compression Suction Drums | TG-2131A | TG-2131A | Temperature Gauge | Temperature Gauge | V-2102-A | V-2102-A | V-2102-A | V-2102-A | V-2102-A | BK-GCS-PEDCO-120-PR-PI-0009 (1 of 3) | BK-GCS-PEDCO-120-PR-PI-0009 (1 of 3) | BK-GCS-PEDCO-120-PR-PI-0009 (1 of 3) | BK-GCS-PEDCO-120-PR-PI-0009 (1 of 3) | BK-GCS-PEDCO-120-PR-PI-0009 (1 of 3) | BK-GCS-PEDCO-120-PR-PI-0009 (1 of 3) | LIQUID | LIQUID | LIQUID | BK-GCS-PEDCO-120-IN-DT-0002 | BK-GCS-PEDCO-120-IN-DT-0002 | BK-GCS-PEDCO-120-IN-DT-0002 | BK-GCS-PEDCO-120-IN-DT-0002 | BK-GCS-PEDCO-120-IN-PY-0003 | BK-GCS-PEDCO-120-IN-PY-0003 | BK-GCS-PEDCO-120-IN-PY-0003 | BK-GCS-PEDCO-120-IN-PY-0003 | BK-GCS-PEDCO-120-IN-PY-0003 | F.V/22 | F.V/22 | 18.3 | 18.3 | 115.5 | 115.5 | 60 | 60 | D02
206 | 2nd Stage Gas Compression Suction Drums | 2nd Stage Gas Compression Suction Drums | 2nd Stage Gas Compression Suction Drums | PG-2131A | PG-2131A | Pressure Gauge | Pressure Gauge | V-2102-A | V-2102-A | V-2102-A | V-2102-A | V-2102-A | BK-GCS-PEDCO-120-PR-PI-0009 (1 of 3) | BK-GCS-PEDCO-120-PR-PI-0009 (1 of 3) | BK-GCS-PEDCO-120-PR-PI-0009 (1 of 3) | BK-GCS-PEDCO-120-PR-PI-0009 (1 of 3) | BK-GCS-PEDCO-120-PR-PI-0009 (1 of 3) | BK-GCS-PEDCO-120-PR-PI-0009 (1 of 3) | GAS | GAS | GAS | BK-GCS-PEDCO-120-IN-DT-0001 | BK-GCS-PEDCO-120-IN-DT-0001 | BK-GCS-PEDCO-120-IN-DT-0001 | BK-GCS-PEDCO-120-IN-DT-0001 | BK-GCS-PEDCO-120-IN-PY-0003 | BK-GCS-PEDCO-120-IN-PY-0003 | BK-GCS-PEDCO-120-IN-PY-0003 | BK-GCS-PEDCO-120-IN-PY-0003 | BK-GCS-PEDCO-120-IN-PY-0003 | F.V/22 | F.V/22 | 18.3 | 18.3 | 115.5 | 115.5 | 60 | 60 | D02
207 | 2nd Stage Gas Compression Suction Drums | 2nd Stage Gas Compression Suction Drums | 2nd Stage Gas Compression Suction Drums | PDIT-2131A | PDIT-2131A | Differential Pressure Indicating Transmitter | Differential Pressure Indicating Transmitter | V-2102-A | V-2102-A | V-2102-A | V-2102-A | V-2102-A | BK-GCS-PEDCO-120-PR-PI-0009 (1 of 3) | BK-GCS-PEDCO-120-PR-PI-0009 (1 of 3) | BK-GCS-PEDCO-120-PR-PI-0009 (1 of 3) | BK-GCS-PEDCO-120-PR-PI-0009 (1 of 3) | BK-GCS-PEDCO-120-PR-PI-0009 (1 of 3) | BK-GCS-PEDCO-120-PR-PI-0009 (1 of 3) | GAS | GAS | GAS | BK-GCS-PEDCO-120-IN-DT-0004 | BK-GCS-PEDCO-120-IN-DT-0004 | BK-GCS-PEDCO-120-IN-DT-0004 | BK-GCS-PEDCO-120-IN-DT-0004 | BK-GCS-PEDCO-120-IN-PY-0003 | BK-GCS-PEDCO-120-IN-PY-0003 | BK-GCS-PEDCO-120-IN-PY-0003 | BK-GCS-PEDCO-120-IN-PY-0003 | BK-GCS-PEDCO-120-IN-PY-0003 | F.V/22 | F.V/22 | 18.3 | 18.3 | 115.5 | 115.5 | 60 | 60 | D02
208 | 2nd Stage Gas Compression Suction Drums | 2nd Stage Gas Compression Suction Drums | 2nd Stage Gas Compression Suction Drums | LG-2131A | LG-2131A | Level Gauge | Level Gauge | V-2102-A | V-2102-A | V-2102-A | V-2102-A | V-2102-A | BK-GCS-PEDCO-120-PR-PI-0009 (1 of 3) | BK-GCS-PEDCO-120-PR-PI-0009 (1 of 3) | BK-GCS-PEDCO-120-PR-PI-0009 (1 of 3) | BK-GCS-PEDCO-120-PR-PI-0009 (1 of 3) | BK-GCS-PEDCO-120-PR-PI-0009 (1 of 3) | BK-GCS-PEDCO-120-PR-PI-0009 (1 of 3) | LIQUID | LIQUID | LIQUID | BK-GCS-PEDCO-120-IN-DT-0003 | BK-GCS-PEDCO-120-IN-DT-0003 | BK-GCS-PEDCO-120-IN-DT-0003 | BK-GCS-PEDCO-120-IN-DT-0003 | BK-GCS-PEDCO-120-IN-PY-0003 | BK-GCS-PEDCO-120-IN-PY-0003 | BK-GCS-PEDCO-120-IN-PY-0003 | BK-GCS-PEDCO-120-IN-PY-0003 | BK-GCS-PEDCO-120-IN-PY-0003 | F.V/22 | F.V/22 | 18.3 | 18.3 | 115.5 | 115.5 | 60 | 60 | D02
209 | 2nd Stage Gas Compression Suction Drums | 2nd Stage Gas Compression Suction Drums | 2nd Stage Gas Compression Suction Drums | LIT-2131A | LIT-2131A | Level Indicating Transmitter | Level Indicating Transmitter | V-2102-A | V-2102-A | V-2102-A | V-2102-A | V-2102-A | BK-GCS-PEDCO-120-PR-PI-0009 (1 of 3) | BK-GCS-PEDCO-120-PR-PI-0009 (1 of 3) | BK-GCS-PEDCO-120-PR-PI-0009 (1 of 3) | BK-GCS-PEDCO-120-PR-PI-0009 (1 of 3) | BK-GCS-PEDCO-120-PR-PI-0009 (1 of 3) | BK-GCS-PEDCO-120-PR-PI-0009 (1 of 3) | LIQUID | LIQUID | LIQUID | BK-GCS-PEDCO-120-IN-DT-0006 | BK-GCS-PEDCO-120-IN-DT-0006 | BK-GCS-PEDCO-120-IN-DT-0006 | BK-GCS-PEDCO-120-IN-DT-0006 | BK-GCS-PEDCO-120-IN-PY-0003 | BK-GCS-PEDCO-120-IN-PY-0003 | BK-GCS-PEDCO-120-IN-PY-0003 | BK-GCS-PEDCO-120-IN-PY-0003 | BK-GCS-PEDCO-120-IN-PY-0003 | F.V/22 | F.V/22 | 18.3 | 18.3 | 115.5 | 115.5 | 60 | 60 | D02
210 | 2nd Stage Gas Compression Suction Drums | 2nd Stage Gas Compression Suction Drums | 2nd Stage Gas Compression Suction Drums | XZSC-2131A | XZSC-2131A | Limit Switch Close (Included in ON-OFF Valve) | Limit Switch Close (Included in ON-OFF Valve) | CDH-111-0023A-CS00-2"-NP | CDH-111-0023A-CS00-2"-NP | CDH-111-0023A-CS00-2"-NP | CDH-111-0023A-CS00-2"-NP | CDH-111-0023A-CS00-2"-NP | BK-GCS-PEDCO-120-PR-PI-0009 (1 of 3) | BK-GCS-PEDCO-120-PR-PI-0009 (1 of 3) | BK-GCS-PEDCO-120-PR-PI-0009 (1 of 3) | BK-GCS-PEDCO-120-PR-PI-0009 (1 of 3) | BK-GCS-PEDCO-120-PR-PI-0009 (1 of 3) | BK-GCS-PEDCO-120-PR-PI-0009 (1 of 3) | LIQUID | LIQUID | LIQUID | BK-GCS-PEDCO-120-IN-DT-0010 | BK-GCS-PEDCO-120-IN-DT-0010 | BK-GCS-PEDCO-120-IN-DT-0010 | BK-GCS-PEDCO-120-IN-DT-0010 | BK-GCS-PEDCO-120-IN-PY-0003 | BK-GCS-PEDCO-120-IN-PY-0003 | BK-GCS-PEDCO-120-IN-PY-0003 | BK-GCS-PEDCO-120-IN-PY-0003 | BK-GCS-PEDCO-120-IN-PY-0003 | F.V/22 | F.V/22 | 18.1 | 18.1 | 115.5 | 115.5 | 59.88 | 59.88 | D02
211 | 2nd Stage Gas Compression Suction Drums | 2nd Stage Gas Compression Suction Drums | 2nd Stage Gas Compression Suction Drums | XZSO-2131A | XZSO-2131A | Limit Switch Open (Included in ON-OFF Valve) | Limit Switch Open (Included in ON-OFF Valve) | CDH-111-0023A-CS00-2"-NP | CDH-111-0023A-CS00-2"-NP | CDH-111-0023A-CS00-2"-NP | CDH-111-0023A-CS00-2"-NP | CDH-111-0023A-CS00-2"-NP | BK-GCS-PEDCO-120-PR-PI-0009 (1 of 3) | BK-GCS-PEDCO-120-PR-PI-0009 (1 of 3) | BK-GCS-PEDCO-120-PR-PI-0009 (1 of 3) | BK-GCS-PEDCO-120-PR-PI-0009 (1 of 3) | BK-GCS-PEDCO-120-PR-PI-0009 (1 of 3) | BK-GCS-PEDCO-120-PR-PI-0009 (1 of 3) | LIQUID | LIQUID | LIQUID | BK-GCS-PEDCO-120-IN-DT-0010 | BK-GCS-PEDCO-120-IN-DT-0010 | BK-GCS-PEDCO-120-IN-DT-0010 | BK-GCS-PEDCO-120-IN-DT-0010 | BK-GCS-PEDCO-120-IN-PY-0003 | BK-GCS-PEDCO-120-IN-PY-0003 | BK-GCS-PEDCO-120-IN-PY-0003 | BK-GCS-PEDCO-120-IN-PY-0003 | BK-GCS-PEDCO-120-IN-PY-0003 | F.V/22 | F.V/22 | 18.1 | 18.1 | 115.5 | 115.5 | 59.88 | 59.88 | D02
212 | 2nd Stage Gas Compression Suction Drums | 2nd Stage Gas Compression Suction Drums | 2nd Stage Gas Compression Suction Drums | PSOV-2131A | PSOV-2131A | Process Solenoid Valve | Process Solenoid Valve | CDH-111-0023A-CS00-2"-NP | CDH-111-0023A-CS00-2"-NP | CDH-111-0023A-CS00-2"-NP | CDH-111-0023A-CS00-2"-NP | CDH-111-0023A-CS00-2"-NP | BK-GCS-PEDCO-120-PR-PI-0009 (1 of 3) | BK-GCS-PEDCO-120-PR-PI-0009 (1 of 3) | BK-GCS-PEDCO-120-PR-PI-0009 (1 of 3) | BK-GCS-PEDCO-120-PR-PI-0009 (1 of 3) | BK-GCS-PEDCO-120-PR-PI-0009 (1 of 3) | BK-GCS-PEDCO-120-PR-PI-0009 (1 of 3) | LIQUID | LIQUID | LIQUID | BK-GCS-PEDCO-120-IN-DT-0010 | BK-GCS-PEDCO-120-IN-DT-0010 | BK-GCS-PEDCO-120-IN-DT-0010 | BK-GCS-PEDCO-120-IN-DT-0010 | BK-GCS-PEDCO-120-IN-PY-0003 | BK-GCS-PEDCO-120-IN-PY-0003 | BK-GCS-PEDCO-120-IN-PY-0003 | BK-GCS-PEDCO-120-IN-PY-0003 | BK-GCS-PEDCO-120-IN-PY-0003 | F.V/22 | F.V/22 | 18.1 | 18.1 | 115.5 | 115.5 | 59.88 | 59.88 | D02
213 | 2nd Stage Gas Compression Suction Drums | 2nd Stage Gas Compression Suction Drums | 2nd Stage Gas Compression Suction Drums | ESOV-2131A | ESOV-2131A | ESD Solenoid Valve | ESD Solenoid Valve | CDH-111-0023A-CS00-2"-NP | CDH-111-0023A-CS00-2"-NP | CDH-111-0023A-CS00-2"-NP | CDH-111-0023A-CS00-2"-NP | CDH-111-0023A-CS00-2"-NP | BK-GCS-PEDCO-120-PR-PI-0009 (1 of 3) | BK-GCS-PEDCO-120-PR-PI-0009 (1 of 3) | BK-GCS-PEDCO-120-PR-PI-0009 (1 of 3) | BK-GCS-PEDCO-120-PR-PI-0009 (1 of 3) | BK-GCS-PEDCO-120-PR-PI-0009 (1 of 3) | BK-GCS-PEDCO-120-PR-PI-0009 (1 of 3) | LIQUID | LIQUID | LIQUID | BK-GCS-PEDCO-120-IN-DT-0010 | BK-GCS-PEDCO-120-IN-DT-0010 | BK-GCS-PEDCO-120-IN-DT-0010 | BK-GCS-PEDCO-120-IN-DT-0010 | BK-GCS-PEDCO-120-IN-PY-0003 | BK-GCS-PEDCO-120-IN-PY-0003 | BK-GCS-PEDCO-120-IN-PY-0003 | BK-GCS-PEDCO-120-IN-PY-0003 | BK-GCS-PEDCO-120-IN-PY-0003 | F.V/22 | F.V/22 | 18.1 | 18.1 | 115.5 | 115.5 | 59.88 | 59.88 | D02
214 | 2nd Stage Gas Compression Suction Drums | 2nd Stage Gas Compression Suction Drums | 2nd Stage Gas Compression Suction Drums | XV-2131A | XV-2131A | ON/OFF VAVLE | ON/OFF VAVLE | CDH-111-0023A-CS00-2"-NP | CDH-111-0023A-CS00-2"-NP | CDH-111-0023A-CS00-2"-NP | CDH-111-0023A-CS00-2"-NP | CDH-111-0023A-CS00-2"-NP | BK-GCS-PEDCO-120-PR-PI-0009 (1 of 3) | BK-GCS-PEDCO-120-PR-PI-0009 (1 of 3) | BK-GCS-PEDCO-120-PR-PI-0009 (1 of 3) | BK-GCS-PEDCO-120-PR-PI-0009 (1 of 3) | BK-GCS-PEDCO-120-PR-PI-0009 (1 of 3) | BK-GCS-PEDCO-120-PR-PI-0009 (1 of 3) | LIQUID | LIQUID | LIQUID | BK-GCS-PEDCO-120-IN-DT-0010 | BK-GCS-PEDCO-120-IN-DT-0010 | BK-GCS-PEDCO-120-IN-DT-0010 | BK-GCS-PEDCO-120-IN-DT-0010 | BK-GCS-PEDCO-120-IN-PY-0003 | BK-GCS-PEDCO-120-IN-PY-0003 | BK-GCS-PEDCO-120-IN-PY-0003 | BK-GCS-PEDCO-120-IN-PY-0003 | BK-GCS-PEDCO-120-IN-PY-0003 | F.V/22 | F.V/22 | 18.1 | 18.1 | 115.5 | 115.5 | 59.88 | 59.88 | D02
215 | 2nd Stage Gas Compression Suction Drums | 2nd Stage Gas Compression Suction Drums | 2nd Stage Gas Compression Suction Drums | RO-2131A | RO-2131A | Restriction Orifice | Restriction Orifice | CDH-111-0023A-CS00-2"-NP | CDH-111-0023A-CS00-2"-NP | CDH-111-0023A-CS00-2"-NP | CDH-111-0023A-CS00-2"-NP | CDH-111-0023A-CS00-2"-NP | BK-GCS-PEDCO-120-PR-PI-0009 (1 of 3) | BK-GCS-PEDCO-120-PR-PI-0009 (1 of 3) | BK-GCS-PEDCO-120-PR-PI-0009 (1 of 3) | BK-GCS-PEDCO-120-PR-PI-0009 (1 of 3) | BK-GCS-PEDCO-120-PR-PI-0009 (1 of 3) | BK-GCS-PEDCO-120-PR-PI-0009 (1 of 3) | LIQUID | LIQUID | LIQUID | BK-GCS-PEDCO-120-IN-DT-0013 | BK-GCS-PEDCO-120-IN-DT-0013 | BK-GCS-PEDCO-120-IN-DT-0013 | BK-GCS-PEDCO-120-IN-DT-0013 | BK-GCS-PEDCO-120-IN-PY-0003 | BK-GCS-PEDCO-120-IN-PY-0003 | BK-GCS-PEDCO-120-IN-PY-0003 | BK-GCS-PEDCO-120-IN-PY-0003 | BK-GCS-PEDCO-120-IN-PY-0003 | F.V/22 | F.V/22 | 18.1 | 18.1 | 115.5 | 115.5 | 59.88 | 59.88 | D02
216 | 2nd Stage Gas Compression Suction Drums | 2nd Stage Gas Compression Suction Drums | 2nd Stage Gas Compression Suction Drums | RO-2134A | RO-2134A | Restriction Orifice | Restriction Orifice | GAS-111-0160A-CN05-2"-PT | GAS-111-0160A-CN05-2"-PT | GAS-111-0160A-CN05-2"-PT | GAS-111-0160A-CN05-2"-PT | GAS-111-0160A-CN05-2"-PT | BK-GCS-PEDCO-120-PR-PI-0009 (1 of 3) | BK-GCS-PEDCO-120-PR-PI-0009 (1 of 3) | BK-GCS-PEDCO-120-PR-PI-0009 (1 of 3) | BK-GCS-PEDCO-120-PR-PI-0009 (1 of 3) | BK-GCS-PEDCO-120-PR-PI-0009 (1 of 3) | BK-GCS-PEDCO-120-PR-PI-0009 (1 of 3) | GAS | GAS | GAS | BK-GCS-PEDCO-120-IN-DT-0013 | BK-GCS-PEDCO-120-IN-DT-0013 | BK-GCS-PEDCO-120-IN-DT-0013 | BK-GCS-PEDCO-120-IN-DT-0013 | BK-GCS-PEDCO-120-IN-PY-0003 | BK-GCS-PEDCO-120-IN-PY-0003 | BK-GCS-PEDCO-120-IN-PY-0003 | BK-GCS-PEDCO-120-IN-PY-0003 | BK-GCS-PEDCO-120-IN-PY-0003 | F.V/22 | F.V/22 | 18.3 | 18.3 | 115.5 | 115.5 | 60 | 60 | D02
217 | 2nd Stage Gas Compression Suction Drums | 2nd Stage Gas Compression Suction Drums | 2nd Stage Gas Compression Suction Drums | BZSC-2134A | BZSC-2134A | Limit Switch Close (Included in blowdown Valve) | Limit Switch Close (Included in blowdown Valve) | FL-112-0119A-AN07-2"-PT | FL-112-0119A-AN07-2"-PT | FL-112-0119A-AN07-2"-PT | FL-112-0119A-AN07-2"-PT | FL-112-0119A-AN07-2"-PT | BK-GCS-PEDCO-120-PR-PI-0009 (1 of 3) | BK-GCS-PEDCO-120-PR-PI-0009 (1 of 3) | BK-GCS-PEDCO-120-PR-PI-0009 (1 of 3) | BK-GCS-PEDCO-120-PR-PI-0009 (1 of 3) | BK-GCS-PEDCO-120-PR-PI-0009 (1 of 3) | BK-GCS-PEDCO-120-PR-PI-0009 (1 of 3) | GAS | GAS | GAS | BK-GCS-PEDCO-120-IN-DT-0010 | BK-GCS-PEDCO-120-IN-DT-0010 | BK-GCS-PEDCO-120-IN-DT-0010 | BK-GCS-PEDCO-120-IN-DT-0010 | BK-GCS-PEDCO-120-IN-PY-0003 | BK-GCS-PEDCO-120-IN-PY-0003 | BK-GCS-PEDCO-120-IN-PY-0003 | BK-GCS-PEDCO-120-IN-PY-0003 | BK-GCS-PEDCO-120-IN-PY-0003 | F.V/22 | F.V/22 | 18.3 | 18.3 | 115.5 | 115.5 | 60 | 60 | D02
218 | 2nd Stage Gas Compression Suction Drums | 2nd Stage Gas Compression Suction Drums | 2nd Stage Gas Compression Suction Drums | BZSO-2134A | BZSO-2134A | Limit Switch Open (Included in blowdown Valve) | Limit Switch Open (Included in blowdown Valve) | FL-112-0119A-AN07-2"-PT | FL-112-0119A-AN07-2"-PT | FL-112-0119A-AN07-2"-PT | FL-112-0119A-AN07-2"-PT | FL-112-0119A-AN07-2"-PT | BK-GCS-PEDCO-120-PR-PI-0009 (1 of 3) | BK-GCS-PEDCO-120-PR-PI-0009 (1 of 3) | BK-GCS-PEDCO-120-PR-PI-0009 (1 of 3) | BK-GCS-PEDCO-120-PR-PI-0009 (1 of 3) | BK-GCS-PEDCO-120-PR-PI-0009 (1 of 3) | BK-GCS-PEDCO-120-PR-PI-0009 (1 of 3) | GAS | GAS | GAS | BK-GCS-PEDCO-120-IN-DT-0010 | BK-GCS-PEDCO-120-IN-DT-0010 | BK-GCS-PEDCO-120-IN-DT-0010 | BK-GCS-PEDCO-120-IN-DT-0010 | BK-GCS-PEDCO-120-IN-PY-0003 | BK-GCS-PEDCO-120-IN-PY-0003 | BK-GCS-PEDCO-120-IN-PY-0003 | BK-GCS-PEDCO-120-IN-PY-0003 | BK-GCS-PEDCO-120-IN-PY-0003 | F.V/22 | F.V/22 | 18.3 | 18.3 | 115.5 | 115.5 | 60 | 60 | D02
219 | 2nd Stage Gas Compression Suction Drums | 2nd Stage Gas Compression Suction Drums | 2nd Stage Gas Compression Suction Drums | BSOV-2134A | BSOV-2134A | BDV Solenoid Valve | BDV Solenoid Valve | FL-112-0119A-AN07-2"-PT | FL-112-0119A-AN07-2"-PT | FL-112-0119A-AN07-2"-PT | FL-112-0119A-AN07-2"-PT | FL-112-0119A-AN07-2"-PT | BK-GCS-PEDCO-120-PR-PI-0009 (1 of 3) | BK-GCS-PEDCO-120-PR-PI-0009 (1 of 3) | BK-GCS-PEDCO-120-PR-PI-0009 (1 of 3) | BK-GCS-PEDCO-120-PR-PI-0009 (1 of 3) | BK-GCS-PEDCO-120-PR-PI-0009 (1 of 3) | BK-GCS-PEDCO-120-PR-PI-0009 (1 of 3) | GAS | GAS | GAS | BK-GCS-PEDCO-120-IN-DT-0010 | BK-GCS-PEDCO-120-IN-DT-0010 | BK-GCS-PEDCO-120-IN-DT-0010 | BK-GCS-PEDCO-120-IN-DT-0010 | BK-GCS-PEDCO-120-IN-PY-0003 | BK-GCS-PEDCO-120-IN-PY-0003 | BK-GCS-PEDCO-120-IN-PY-0003 | BK-GCS-PEDCO-120-IN-PY-0003 | BK-GCS-PEDCO-120-IN-PY-0003 | F.V/22 | F.V/22 | 18.3 | 18.3 | 115.5 | 115.5 | 60 | 60 | D02
220 | 2nd Stage Gas Compression Suction Drums | 2nd Stage Gas Compression Suction Drums | 2nd Stage Gas Compression Suction Drums | PSOV-2134A | PSOV-2134A | Process Solenoid Valve | Process Solenoid Valve | FL-112-0119A-AN07-2"-PT | FL-112-0119A-AN07-2"-PT | FL-112-0119A-AN07-2"-PT | FL-112-0119A-AN07-2"-PT | FL-112-0119A-AN07-2"-PT | BK-GCS-PEDCO-120-PR-PI-0009 (1 of 3) | BK-GCS-PEDCO-120-PR-PI-0009 (1 of 3) | BK-GCS-PEDCO-120-PR-PI-0009 (1 of 3) | BK-GCS-PEDCO-120-PR-PI-0009 (1 of 3) | BK-GCS-PEDCO-120-PR-PI-0009 (1 of 3) | BK-GCS-PEDCO-120-PR-PI-0009 (1 of 3) | GAS | GAS | GAS | BK-GCS-PEDCO-120-IN-DT-0010 | BK-GCS-PEDCO-120-IN-DT-0010 | BK-GCS-PEDCO-120-IN-DT-0010 | BK-GCS-PEDCO-120-IN-DT-0010 | BK-GCS-PEDCO-120-IN-PY-0003 | BK-GCS-PEDCO-120-IN-PY-0003 | BK-GCS-PEDCO-120-IN-PY-0003 | BK-GCS-PEDCO-120-IN-PY-0003 | BK-GCS-PEDCO-120-IN-PY-0003 | F.V/22 | F.V/22 | 18.3 | 18.3 | 115.5 | 115.5 | 60 | 60 | D02
221 | 2nd Stage Gas Compression Suction Drums | 2nd Stage Gas Compression Suction Drums | 2nd Stage Gas Compression Suction Drums | BDV-2134A | BDV-2134A | Blowdown valve | Blowdown valve | FL-112-0119A-AN07-2"-PT | FL-112-0119A-AN07-2"-PT | FL-112-0119A-AN07-2"-PT | FL-112-0119A-AN07-2"-PT | FL-112-0119A-AN07-2"-PT | BK-GCS-PEDCO-120-PR-PI-0009 (1 of 3) | BK-GCS-PEDCO-120-PR-PI-0009 (1 of 3) | BK-GCS-PEDCO-120-PR-PI-0009 (1 of 3) | BK-GCS-PEDCO-120-PR-PI-0009 (1 of 3) | BK-GCS-PEDCO-120-PR-PI-0009 (1 of 3) | BK-GCS-PEDCO-120-PR-PI-0009 (1 of 3) | GAS | GAS | GAS | BK-GCS-PEDCO-120-IN-DT-0010 | BK-GCS-PEDCO-120-IN-DT-0010 | BK-GCS-PEDCO-120-IN-DT-0010 | BK-GCS-PEDCO-120-IN-DT-0010 | BK-GCS-PEDCO-120-IN-PY-0003 | BK-GCS-PEDCO-120-IN-PY-0003 | BK-GCS-PEDCO-120-IN-PY-0003 | BK-GCS-PEDCO-120-IN-PY-0003 | BK-GCS-PEDCO-120-IN-PY-0003 | F.V/22 | F.V/22 | 18.3 | 18.3 | 115.5 | 115.5 | 60 | 60 | D02
222 | 2nd Stage Gas Compression Suction Drums | 2nd Stage Gas Compression Suction Drums | 2nd Stage Gas Compression Suction Drums | PSV-2131B | PSV-2131B | Pressure Safety Valve | Pressure Safety Valve | GAS-111-0042B-CN05-2"-PT | GAS-111-0042B-CN05-2"-PT | GAS-111-0042B-CN05-2"-PT | GAS-111-0042B-CN05-2"-PT | GAS-111-0042B-CN05-2"-PT | BK-GCS-PEDCO-120-PR-PI-0009 (2 of 3) | BK-GCS-PEDCO-120-PR-PI-0009 (2 of 3) | BK-GCS-PEDCO-120-PR-PI-0009 (2 of 3) | BK-GCS-PEDCO-120-PR-PI-0009 (2 of 3) | BK-GCS-PEDCO-120-PR-PI-0009 (2 of 3) | BK-GCS-PEDCO-120-PR-PI-0009 (2 of 3) | GAS | GAS | GAS | BK-GCS-PEDCO-120-IN-DT-0009 | BK-GCS-PEDCO-120-IN-DT-0009 | BK-GCS-PEDCO-120-IN-DT-0009 | BK-GCS-PEDCO-120-IN-DT-0009 | BK-GCS-PEDCO-120-IN-PY-0003 | BK-GCS-PEDCO-120-IN-PY-0003 | BK-GCS-PEDCO-120-IN-PY-0003 | BK-GCS-PEDCO-120-IN-PY-0003 | BK-GCS-PEDCO-120-IN-PY-0003 | F.V/22 | F.V/22 | 18.3 | 18.3 | 115.5 | 115.5 | 60 | 60 | D02
223 | 2nd Stage Gas Compression Suction Drums | 2nd Stage Gas Compression Suction Drums | 2nd Stage Gas Compression Suction Drums | LIT-2132B | LIT-2132B | Level Indicating Transmitter | Level Indicating Transmitter | V-2102-B | V-2102-B | V-2102-B | V-2102-B | V-2102-B | BK-GCS-PEDCO-120-PR-PI-0009 (2 of 3) | BK-GCS-PEDCO-120-PR-PI-0009 (2 of 3) | BK-GCS-PEDCO-120-PR-PI-0009 (2 of 3) | BK-GCS-PEDCO-120-PR-PI-0009 (2 of 3) | BK-GCS-PEDCO-120-PR-PI-0009 (2 of 3) | BK-GCS-PEDCO-120-PR-PI-0009 (2 of 3) | LIQUID | LIQUID | LIQUID | BK-GCS-PEDCO-120-IN-DT-0006 | BK-GCS-PEDCO-120-IN-DT-0006 | BK-GCS-PEDCO-120-IN-DT-0006 | BK-GCS-PEDCO-120-IN-DT-0006 | BK-GCS-PEDCO-120-IN-PY-0003 | BK-GCS-PEDCO-120-IN-PY-0003 | BK-GCS-PEDCO-120-IN-PY-0003 | BK-GCS-PEDCO-120-IN-PY-0003 | BK-GCS-PEDCO-120-IN-PY-0003 | F.V/22 | F.V/22 | 18.3 | 18.3 | 115.5 | 115.5 | 60 | 60 | D02
224 | 2nd Stage Gas Compression Suction Drums | 2nd Stage Gas Compression Suction Drums | 2nd Stage Gas Compression Suction Drums | TG-2131B | TG-2131B | Temperature Gauge | Temperature Gauge | V-2102-B | V-2102-B | V-2102-B | V-2102-B | V-2102-B | BK-GCS-PEDCO-120-PR-PI-0009 (2 of 3) | BK-GCS-PEDCO-120-PR-PI-0009 (2 of 3) | BK-GCS-PEDCO-120-PR-PI-0009 (2 of 3) | BK-GCS-PEDCO-120-PR-PI-0009 (2 of 3) | BK-GCS-PEDCO-120-PR-PI-0009 (2 of 3) | BK-GCS-PEDCO-120-PR-PI-0009 (2 of 3) | LIQUID | LIQUID | LIQUID | BK-GCS-PEDCO-120-IN-DT-0002 | BK-GCS-PEDCO-120-IN-DT-0002 | BK-GCS-PEDCO-120-IN-DT-0002 | BK-GCS-PEDCO-120-IN-DT-0002 | BK-GCS-PEDCO-120-IN-PY-0003 | BK-GCS-PEDCO-120-IN-PY-0003 | BK-GCS-PEDCO-120-IN-PY-0003 | BK-GCS-PEDCO-120-IN-PY-0003 | BK-GCS-PEDCO-120-IN-PY-0003 | F.V/22 | F.V/22 | 18.3 | 18.3 | 115.5 | 115.5 | 60 | 60 | D02
225 | 2nd Stage Gas Compression Suction Drums | 2nd Stage Gas Compression Suction Drums | 2nd Stage Gas Compression Suction Drums | PG-2131B | PG-2131B | Pressure Gauge | Pressure Gauge | V-2102-B | V-2102-B | V-2102-B | V-2102-B | V-2102-B | BK-GCS-PEDCO-120-PR-PI-0009 (2 of 3) | BK-GCS-PEDCO-120-PR-PI-0009 (2 of 3) | BK-GCS-PEDCO-120-PR-PI-0009 (2 of 3) | BK-GCS-PEDCO-120-PR-PI-0009 (2 of 3) | BK-GCS-PEDCO-120-PR-PI-0009 (2 of 3) | BK-GCS-PEDCO-120-PR-PI-0009 (2 of 3) | GAS | GAS | GAS | BK-GCS-PEDCO-120-IN-DT-0001 | BK-GCS-PEDCO-120-IN-DT-0001 | BK-GCS-PEDCO-120-IN-DT-0001 | BK-GCS-PEDCO-120-IN-DT-0001 | BK-GCS-PEDCO-120-IN-PY-0003 | BK-GCS-PEDCO-120-IN-PY-0003 | BK-GCS-PEDCO-120-IN-PY-0003 | BK-GCS-PEDCO-120-IN-PY-0003 | BK-GCS-PEDCO-120-IN-PY-0003 | F.V/22 | F.V/22 | 18.3 | 18.3 | 115.5 | 115.5 | 60 | 60 | D02
226 | 2nd Stage Gas Compression Suction Drums | 2nd Stage Gas Compression Suction Drums | 2nd Stage Gas Compression Suction Drums | PDIT-2131B | PDIT-2131B | Differential Pressure Indicating Transmitter | Differential Pressure Indicating Transmitter | V-2102-B | V-2102-B | V-2102-B | V-2102-B | V-2102-B | BK-GCS-PEDCO-120-PR-PI-0009 (2 of 3) | BK-GCS-PEDCO-120-PR-PI-0009 (2 of 3) | BK-GCS-PEDCO-120-PR-PI-0009 (2 of 3) | BK-GCS-PEDCO-120-PR-PI-0009 (2 of 3) | BK-GCS-PEDCO-120-PR-PI-0009 (2 of 3) | BK-GCS-PEDCO-120-PR-PI-0009 (2 of 3) | GAS | GAS | GAS | BK-GCS-PEDCO-120-IN-DT-0004 | BK-GCS-PEDCO-120-IN-DT-0004 | BK-GCS-PEDCO-120-IN-DT-0004 | BK-GCS-PEDCO-120-IN-DT-0004 | BK-GCS-PEDCO-120-IN-PY-0003 | BK-GCS-PEDCO-120-IN-PY-0003 | BK-GCS-PEDCO-120-IN-PY-0003 | BK-GCS-PEDCO-120-IN-PY-0003 | BK-GCS-PEDCO-120-IN-PY-0003 | F.V/22 | F.V/22 | 18.3 | 18.3 | 115.5 | 115.5 | 60 | 60 | D02
227 | 2nd Stage Gas Compression Suction Drums | 2nd Stage Gas Compression Suction Drums | 2nd Stage Gas Compression Suction Drums | LG-2131B | LG-2131B | Level Gauge | Level Gauge | V-2102-B | V-2102-B | V-2102-B | V-2102-B | V-2102-B | BK-GCS-PEDCO-120-PR-PI-0009 (2 of 3) | BK-GCS-PEDCO-120-PR-PI-0009 (2 of 3) | BK-GCS-PEDCO-120-PR-PI-0009 (2 of 3) | BK-GCS-PEDCO-120-PR-PI-0009 (2 of 3) | BK-GCS-PEDCO-120-PR-PI-0009 (2 of 3) | BK-GCS-PEDCO-120-PR-PI-0009 (2 of 3) | LIQUID | LIQUID | LIQUID | BK-GCS-PEDCO-120-IN-DT-0003 | BK-GCS-PEDCO-120-IN-DT-0003 | BK-GCS-PEDCO-120-IN-DT-0003 | BK-GCS-PEDCO-120-IN-DT-0003 | BK-GCS-PEDCO-120-IN-PY-0003 | BK-GCS-PEDCO-120-IN-PY-0003 | BK-GCS-PEDCO-120-IN-PY-0003 | BK-GCS-PEDCO-120-IN-PY-0003 | BK-GCS-PEDCO-120-IN-PY-0003 | F.V/22 | F.V/22 | 18.3 | 18.3 | 115.5 | 115.5 | 60 | 60 | D02
228 | 2nd Stage Gas Compression Suction Drums | 2nd Stage Gas Compression Suction Drums | 2nd Stage Gas Compression Suction Drums | LIT-2131B | LIT-2131B | Level Indicating Transmitter | Level Indicating Transmitter | V-2102-B | V-2102-B | V-2102-B | V-2102-B | V-2102-B | BK-GCS-PEDCO-120-PR-PI-0009 (2 of 3) | BK-GCS-PEDCO-120-PR-PI-0009 (2 of 3) | BK-GCS-PEDCO-120-PR-PI-0009 (2 of 3) | BK-GCS-PEDCO-120-PR-PI-0009 (2 of 3) | BK-GCS-PEDCO-120-PR-PI-0009 (2 of 3) | BK-GCS-PEDCO-120-PR-PI-0009 (2 of 3) | LIQUID | LIQUID | LIQUID | BK-GCS-PEDCO-120-IN-DT-0006 | BK-GCS-PEDCO-120-IN-DT-0006 | BK-GCS-PEDCO-120-IN-DT-0006 | BK-GCS-PEDCO-120-IN-DT-0006 | BK-GCS-PEDCO-120-IN-PY-0003 | BK-GCS-PEDCO-120-IN-PY-0003 | BK-GCS-PEDCO-120-IN-PY-0003 | BK-GCS-PEDCO-120-IN-PY-0003 | BK-GCS-PEDCO-120-IN-PY-0003 | F.V/22 | F.V/22 | 18.3 | 18.3 | 115.5 | 115.5 | 60 | 60 | D02
229 | 2nd Stage Gas Compression Suction Drums | 2nd Stage Gas Compression Suction Drums | 2nd Stage Gas Compression Suction Drums | XZSC-2131B | XZSC-2131B | Limit Switch Close (Included in ON-OFF Valve) | Limit Switch Close (Included in ON-OFF Valve) | CDH-111-0023B-CS00-2"-NP | CDH-111-0023B-CS00-2"-NP | CDH-111-0023B-CS00-2"-NP | CDH-111-0023B-CS00-2"-NP | CDH-111-0023B-CS00-2"-NP | BK-GCS-PEDCO-120-PR-PI-0009 (2 of 3) | BK-GCS-PEDCO-120-PR-PI-0009 (2 of 3) | BK-GCS-PEDCO-120-PR-PI-0009 (2 of 3) | BK-GCS-PEDCO-120-PR-PI-0009 (2 of 3) | BK-GCS-PEDCO-120-PR-PI-0009 (2 of 3) | BK-GCS-PEDCO-120-PR-PI-0009 (2 of 3) | LIQUID | LIQUID | LIQUID | BK-GCS-PEDCO-120-IN-DT-0010 | BK-GCS-PEDCO-120-IN-DT-0010 | BK-GCS-PEDCO-120-IN-DT-0010 | BK-GCS-PEDCO-120-IN-DT-0010 | BK-GCS-PEDCO-120-IN-PY-0003 | BK-GCS-PEDCO-120-IN-PY-0003 | BK-GCS-PEDCO-120-IN-PY-0003 | BK-GCS-PEDCO-120-IN-PY-0003 | BK-GCS-PEDCO-120-IN-PY-0003 | F.V/22 | F.V/22 | 18.1 | 18.1 | 115.5 | 115.5 | 59.88 | 59.88 | D02
230 | 2nd Stage Gas Compression Suction Drums | 2nd Stage Gas Compression Suction Drums | 2nd Stage Gas Compression Suction Drums | XZSO-2131B | XZSO-2131B | Limit Switch Open (Included in ON-OFF Valve) | Limit Switch Open (Included in ON-OFF Valve) | CDH-111-0023B-CS00-2"-NP | CDH-111-0023B-CS00-2"-NP | CDH-111-0023B-CS00-2"-NP | CDH-111-0023B-CS00-2"-NP | CDH-111-0023B-CS00-2"-NP | BK-GCS-PEDCO-120-PR-PI-0009 (2 of 3) | BK-GCS-PEDCO-120-PR-PI-0009 (2 of 3) | BK-GCS-PEDCO-120-PR-PI-0009 (2 of 3) | BK-GCS-PEDCO-120-PR-PI-0009 (2 of 3) | BK-GCS-PEDCO-120-PR-PI-0009 (2 of 3) | BK-GCS-PEDCO-120-PR-PI-0009 (2 of 3) | LIQUID | LIQUID | LIQUID | BK-GCS-PEDCO-120-IN-DT-0010 | BK-GCS-PEDCO-120-IN-DT-0010 | BK-GCS-PEDCO-120-IN-DT-0010 | BK-GCS-PEDCO-120-IN-DT-0010 | BK-GCS-PEDCO-120-IN-PY-0003 | BK-GCS-PEDCO-120-IN-PY-0003 | BK-GCS-PEDCO-120-IN-PY-0003 | BK-GCS-PEDCO-120-IN-PY-0003 | BK-GCS-PEDCO-120-IN-PY-0003 | F.V/22 | F.V/22 | 18.1 | 18.1 | 115.5 | 115.5 | 59.88 | 59.88 | D02
231 | 2nd Stage Gas Compression Suction Drums | 2nd Stage Gas Compression Suction Drums | 2nd Stage Gas Compression Suction Drums | PSOV-2131B | PSOV-2131B | Process Solenoid Valve | Process Solenoid Valve | CDH-111-0023B-CS00-2"-NP | CDH-111-0023B-CS00-2"-NP | CDH-111-0023B-CS00-2"-NP | CDH-111-0023B-CS00-2"-NP | CDH-111-0023B-CS00-2"-NP | BK-GCS-PEDCO-120-PR-PI-0009 (2 of 3) | BK-GCS-PEDCO-120-PR-PI-0009 (2 of 3) | BK-GCS-PEDCO-120-PR-PI-0009 (2 of 3) | BK-GCS-PEDCO-120-PR-PI-0009 (2 of 3) | BK-GCS-PEDCO-120-PR-PI-0009 (2 of 3) | BK-GCS-PEDCO-120-PR-PI-0009 (2 of 3) | LIQUID | LIQUID | LIQUID | BK-GCS-PEDCO-120-IN-DT-0010 | BK-GCS-PEDCO-120-IN-DT-0010 | BK-GCS-PEDCO-120-IN-DT-0010 | BK-GCS-PEDCO-120-IN-DT-0010 | BK-GCS-PEDCO-120-IN-PY-0003 | BK-GCS-PEDCO-120-IN-PY-0003 | BK-GCS-PEDCO-120-IN-PY-0003 | BK-GCS-PEDCO-120-IN-PY-0003 | BK-GCS-PEDCO-120-IN-PY-0003 | F.V/22 | F.V/22 | 18.1 | 18.1 | 115.5 | 115.5 | 59.88 | 59.88 | D02
232 | 2nd Stage Gas Compression Suction Drums | 2nd Stage Gas Compression Suction Drums | 2nd Stage Gas Compression Suction Drums | ESOV-2131B | ESOV-2131B | ESD Solenoid Valve | ESD Solenoid Valve | CDH-111-0023B-CS00-2"-NP | CDH-111-0023B-CS00-2"-NP | CDH-111-0023B-CS00-2"-NP | CDH-111-0023B-CS00-2"-NP | CDH-111-0023B-CS00-2"-NP | BK-GCS-PEDCO-120-PR-PI-0009 (2 of 3) | BK-GCS-PEDCO-120-PR-PI-0009 (2 of 3) | BK-GCS-PEDCO-120-PR-PI-0009 (2 of 3) | BK-GCS-PEDCO-120-PR-PI-0009 (2 of 3) | BK-GCS-PEDCO-120-PR-PI-0009 (2 of 3) | BK-GCS-PEDCO-120-PR-PI-0009 (2 of 3) | LIQUID | LIQUID | LIQUID | BK-GCS-PEDCO-120-IN-DT-0010 | BK-GCS-PEDCO-120-IN-DT-0010 | BK-GCS-PEDCO-120-IN-DT-0010 | BK-GCS-PEDCO-120-IN-DT-0010 | BK-GCS-PEDCO-120-IN-PY-0003 | BK-GCS-PEDCO-120-IN-PY-0003 | BK-GCS-PEDCO-120-IN-PY-0003 | BK-GCS-PEDCO-120-IN-PY-0003 | BK-GCS-PEDCO-120-IN-PY-0003 | F.V/22 | F.V/22 | 18.1 | 18.1 | 115.5 | 115.5 | 59.88 | 59.88 | D02
233 | 2nd Stage Gas Compression Suction Drums | 2nd Stage Gas Compression Suction Drums | 2nd Stage Gas Compression Suction Drums | XV-2131B | XV-2131B | ON/OFF VAVLE | ON/OFF VAVLE | CDH-111-0023B-CS00-2"-NP | CDH-111-0023B-CS00-2"-NP | CDH-111-0023B-CS00-2"-NP | CDH-111-0023B-CS00-2"-NP | CDH-111-0023B-CS00-2"-NP | BK-GCS-PEDCO-120-PR-PI-0009 (2 of 3) | BK-GCS-PEDCO-120-PR-PI-0009 (2 of 3) | BK-GCS-PEDCO-120-PR-PI-0009 (2 of 3) | BK-GCS-PEDCO-120-PR-PI-0009 (2 of 3) | BK-GCS-PEDCO-120-PR-PI-0009 (2 of 3) | BK-GCS-PEDCO-120-PR-PI-0009 (2 of 3) | LIQUID | LIQUID | LIQUID | BK-GCS-PEDCO-120-IN-DT-0010 | BK-GCS-PEDCO-120-IN-DT-0010 | BK-GCS-PEDCO-120-IN-DT-0010 | BK-GCS-PEDCO-120-IN-DT-0010 | BK-GCS-PEDCO-120-IN-PY-0003 | BK-GCS-PEDCO-120-IN-PY-0003 | BK-GCS-PEDCO-120-IN-PY-0003 | BK-GCS-PEDCO-120-IN-PY-0003 | BK-GCS-PEDCO-120-IN-PY-0003 | F.V/22 | F.V/22 | 18.1 | 18.1 | 115.5 | 115.5 | 59.88 | 59.88 | D02
234 | 2nd Stage Gas Compression Suction Drums | 2nd Stage Gas Compression Suction Drums | 2nd Stage Gas Compression Suction Drums | RO-2131B | RO-2131B | Restriction Orifice | Restriction Orifice | CDH-111-0023B-CS00-2"-NP | CDH-111-0023B-CS00-2"-NP | CDH-111-0023B-CS00-2"-NP | CDH-111-0023B-CS00-2"-NP | CDH-111-0023B-CS00-2"-NP | BK-GCS-PEDCO-120-PR-PI-0009 (2 of 3) | BK-GCS-PEDCO-120-PR-PI-0009 (2 of 3) | BK-GCS-PEDCO-120-PR-PI-0009 (2 of 3) | BK-GCS-PEDCO-120-PR-PI-0009 (2 of 3) | BK-GCS-PEDCO-120-PR-PI-0009 (2 of 3) | BK-GCS-PEDCO-120-PR-PI-0009 (2 of 3) | LIQUID | LIQUID | LIQUID | BK-GCS-PEDCO-120-IN-DT-0013 | BK-GCS-PEDCO-120-IN-DT-0013 | BK-GCS-PEDCO-120-IN-DT-0013 | BK-GCS-PEDCO-120-IN-DT-0013 | BK-GCS-PEDCO-120-IN-PY-0003 | BK-GCS-PEDCO-120-IN-PY-0003 | BK-GCS-PEDCO-120-IN-PY-0003 | BK-GCS-PEDCO-120-IN-PY-0003 | BK-GCS-PEDCO-120-IN-PY-0003 | F.V/22 | F.V/22 | 18.1 | 18.1 | 115.5 | 115.5 | 59.88 | 59.88 | D02
235 | 2nd Stage Gas Compression Suction Drums | 2nd Stage Gas Compression Suction Drums | 2nd Stage Gas Compression Suction Drums | RO-2134B | RO-2134B | Restriction Orifice | Restriction Orifice | GAS-111-0160B-CN05-2"-PT | GAS-111-0160B-CN05-2"-PT | GAS-111-0160B-CN05-2"-PT | GAS-111-0160B-CN05-2"-PT | GAS-111-0160B-CN05-2"-PT | BK-GCS-PEDCO-120-PR-PI-0009 (2 of 3) | BK-GCS-PEDCO-120-PR-PI-0009 (2 of 3) | BK-GCS-PEDCO-120-PR-PI-0009 (2 of 3) | BK-GCS-PEDCO-120-PR-PI-0009 (2 of 3) | BK-GCS-PEDCO-120-PR-PI-0009 (2 of 3) | BK-GCS-PEDCO-120-PR-PI-0009 (2 of 3) | GAS | GAS | GAS | BK-GCS-PEDCO-120-IN-DT-0013 | BK-GCS-PEDCO-120-IN-DT-0013 | BK-GCS-PEDCO-120-IN-DT-0013 | BK-GCS-PEDCO-120-IN-DT-0013 | BK-GCS-PEDCO-120-IN-PY-0003 | BK-GCS-PEDCO-120-IN-PY-0003 | BK-GCS-PEDCO-120-IN-PY-0003 | BK-GCS-PEDCO-120-IN-PY-0003 | BK-GCS-PEDCO-120-IN-PY-0003 | F.V/22 | F.V/22 | 18.3 | 18.3 | 115.5 | 115.5 | 60 | 60 | D02
236 | 2nd Stage Gas Compression Suction Drums | 2nd Stage Gas Compression Suction Drums | 2nd Stage Gas Compression Suction Drums | BZSC-2131B | BZSC-2131B | Limit Switch Close (Included in blowdown Valve) | Limit Switch Close (Included in blowdown Valve) | FL-112-0119B-AN07-2"-PT | FL-112-0119B-AN07-2"-PT | FL-112-0119B-AN07-2"-PT | FL-112-0119B-AN07-2"-PT | FL-112-0119B-AN07-2"-PT | BK-GCS-PEDCO-120-PR-PI-0009 (2 of 3) | BK-GCS-PEDCO-120-PR-PI-0009 (2 of 3) | BK-GCS-PEDCO-120-PR-PI-0009 (2 of 3) | BK-GCS-PEDCO-120-PR-PI-0009 (2 of 3) | BK-GCS-PEDCO-120-PR-PI-0009 (2 of 3) | BK-GCS-PEDCO-120-PR-PI-0009 (2 of 3) | GAS | GAS | GAS | BK-GCS-PEDCO-120-IN-DT-0010 | BK-GCS-PEDCO-120-IN-DT-0010 | BK-GCS-PEDCO-120-IN-DT-0010 | BK-GCS-PEDCO-120-IN-DT-0010 | BK-GCS-PEDCO-120-IN-PY-0003 | BK-GCS-PEDCO-120-IN-PY-0003 | BK-GCS-PEDCO-120-IN-PY-0003 | BK-GCS-PEDCO-120-IN-PY-0003 | BK-GCS-PEDCO-120-IN-PY-0003 | F.V/22 | F.V/22 | 18.3 | 18.3 | 115.5 | 115.5 | 60 | 60 | D02
237 | 2nd Stage Gas Compression Suction Drums | 2nd Stage Gas Compression Suction Drums | 2nd Stage Gas Compression Suction Drums | BZSO-2131B | BZSO-2131B | Limit Switch Open (Included in blowdown Valve) | Limit Switch Open (Included in blowdown Valve) | FL-112-0119B-AN07-2"-PT | FL-112-0119B-AN07-2"-PT | FL-112-0119B-AN07-2"-PT | FL-112-0119B-AN07-2"-PT | FL-112-0119B-AN07-2"-PT | BK-GCS-PEDCO-120-PR-PI-0009 (2 of 3) | BK-GCS-PEDCO-120-PR-PI-0009 (2 of 3) | BK-GCS-PEDCO-120-PR-PI-0009 (2 of 3) | BK-GCS-PEDCO-120-PR-PI-0009 (2 of 3) | BK-GCS-PEDCO-120-PR-PI-0009 (2 of 3) | BK-GCS-PEDCO-120-PR-PI-0009 (2 of 3) | GAS | GAS | GAS | BK-GCS-PEDCO-120-IN-DT-0010 | BK-GCS-PEDCO-120-IN-DT-0010 | BK-GCS-PEDCO-120-IN-DT-0010 | BK-GCS-PEDCO-120-IN-DT-0010 | BK-GCS-PEDCO-120-IN-PY-0003 | BK-GCS-PEDCO-120-IN-PY-0003 | BK-GCS-PEDCO-120-IN-PY-0003 | BK-GCS-PEDCO-120-IN-PY-0003 | BK-GCS-PEDCO-120-IN-PY-0003 | F.V/22 | F.V/22 | 18.3 | 18.3 | 115.5 | 115.5 | 60 | 60 | D02
238 | 2nd Stage Gas Compression Suction Drums | 2nd Stage Gas Compression Suction Drums | 2nd Stage Gas Compression Suction Drums | BSOV-2131B | BSOV-2131B | BDV Solenoid Valve | BDV Solenoid Valve | FL-112-0119B-AN07-2"-PT | FL-112-0119B-AN07-2"-PT | FL-112-0119B-AN07-2"-PT | FL-112-0119B-AN07-2"-PT | FL-112-0119B-AN07-2"-PT | BK-GCS-PEDCO-120-PR-PI-0009 (2 of 3) | BK-GCS-PEDCO-120-PR-PI-0009 (2 of 3) | BK-GCS-PEDCO-120-PR-PI-0009 (2 of 3) | BK-GCS-PEDCO-120-PR-PI-0009 (2 of 3) | BK-GCS-PEDCO-120-PR-PI-0009 (2 of 3) | BK-GCS-PEDCO-120-PR-PI-0009 (2 of 3) | GAS | GAS | GAS | BK-GCS-PEDCO-120-IN-DT-0010 | BK-GCS-PEDCO-120-IN-DT-0010 | BK-GCS-PEDCO-120-IN-DT-0010 | BK-GCS-PEDCO-120-IN-DT-0010 | BK-GCS-PEDCO-120-IN-PY-0003 | BK-GCS-PEDCO-120-IN-PY-0003 | BK-GCS-PEDCO-120-IN-PY-0003 | BK-GCS-PEDCO-120-IN-PY-0003 | BK-GCS-PEDCO-120-IN-PY-0003 | F.V/22 | F.V/22 | 18.3 | 18.3 | 115.5 | 115.5 | 60 | 60 | D02
239 | 2nd Stage Gas Compression Suction Drums | 2nd Stage Gas Compression Suction Drums | 2nd Stage Gas Compression Suction Drums | PSOV-2134B | PSOV-2131B | Process Solenoid Valve | Process Solenoid Valve | FL-112-0119B-AN07-2"-PT | FL-112-0119B-AN07-2"-PT | FL-112-0119B-AN07-2"-PT | FL-112-0119B-AN07-2"-PT | FL-112-0119B-AN07-2"-PT | BK-GCS-PEDCO-120-PR-PI-0009 (2 of 3) | BK-GCS-PEDCO-120-PR-PI-0009 (2 of 3) | BK-GCS-PEDCO-120-PR-PI-0009 (2 of 3) | BK-GCS-PEDCO-120-PR-PI-0009 (2 of 3) | BK-GCS-PEDCO-120-PR-PI-0009 (2 of 3) | BK-GCS-PEDCO-120-PR-PI-0009 (2 of 3) | GAS | GAS | GAS | BK-GCS-PEDCO-120-IN-DT-0010 | BK-GCS-PEDCO-120-IN-DT-0010 | BK-GCS-PEDCO-120-IN-DT-0010 | BK-GCS-PEDCO-120-IN-DT-0010 | BK-GCS-PEDCO-120-IN-PY-0003 | BK-GCS-PEDCO-120-IN-PY-0003 | BK-GCS-PEDCO-120-IN-PY-0003 | BK-GCS-PEDCO-120-IN-PY-0003 | BK-GCS-PEDCO-120-IN-PY-0003 | F.V/22 | F.V/22 | 18.3 | 18.3 | 115.5 | 115.5 | 60 | 60 | D02
240 | 2nd Stage Gas Compression Suction Drums | 2nd Stage Gas Compression Suction Drums | 2nd Stage Gas Compression Suction Drums | BDV-2131B | BDV-2131B | Blowdown valve | Blowdown valve | FL-112-0119B-AN07-2"-PT | FL-112-0119B-AN07-2"-PT | FL-112-0119B-AN07-2"-PT | FL-112-0119B-AN07-2"-PT | FL-112-0119B-AN07-2"-PT | BK-GCS-PEDCO-120-PR-PI-0009 (2 of 3) | BK-GCS-PEDCO-120-PR-PI-0009 (2 of 3) | BK-GCS-PEDCO-120-PR-PI-0009 (2 of 3) | BK-GCS-PEDCO-120-PR-PI-0009 (2 of 3) | BK-GCS-PEDCO-120-PR-PI-0009 (2 of 3) | BK-GCS-PEDCO-120-PR-PI-0009 (2 of 3) | GAS | GAS | GAS | BK-GCS-PEDCO-120-IN-DT-0010 | BK-GCS-PEDCO-120-IN-DT-0010 | BK-GCS-PEDCO-120-IN-DT-0010 | BK-GCS-PEDCO-120-IN-DT-0010 | BK-GCS-PEDCO-120-IN-PY-0003 | BK-GCS-PEDCO-120-IN-PY-0003 | BK-GCS-PEDCO-120-IN-PY-0003 | BK-GCS-PEDCO-120-IN-PY-0003 | BK-GCS-PEDCO-120-IN-PY-0003 | F.V/22 | F.V/22 | 18.3 | 18.3 | 115.5 | 115.5 | 60 | 60 | D02
241 | 2nd Stage Gas Compression Suction Drums | 2nd Stage Gas Compression Suction Drums | 2nd Stage Gas Compression Suction Drums | PSV-2131C | PSV-2131C | Pressure Safety Valve | Pressure Safety Valve | GAS-111-0042C-CN05-2"-PT | GAS-111-0042C-CN05-2"-PT | GAS-111-0042C-CN05-2"-PT | GAS-111-0042C-CN05-2"-PT | GAS-111-0042C-CN05-2"-PT | BK-GCS-PEDCO-120-PR-PI-0009 (3 of 3) | BK-GCS-PEDCO-120-PR-PI-0009 (3 of 3) | BK-GCS-PEDCO-120-PR-PI-0009 (3 of 3) | BK-GCS-PEDCO-120-PR-PI-0009 (3 of 3) | BK-GCS-PEDCO-120-PR-PI-0009 (3 of 3) | BK-GCS-PEDCO-120-PR-PI-0009 (3 of 3) | GAS | GAS | GAS | BK-GCS-PEDCO-120-IN-DT-0009 | BK-GCS-PEDCO-120-IN-DT-0009 | BK-GCS-PEDCO-120-IN-DT-0009 | BK-GCS-PEDCO-120-IN-DT-0009 | BK-GCS-PEDCO-120-IN-PY-0003 | BK-GCS-PEDCO-120-IN-PY-0003 | BK-GCS-PEDCO-120-IN-PY-0003 | BK-GCS-PEDCO-120-IN-PY-0003 | BK-GCS-PEDCO-120-IN-PY-0003 | F.V/22 | F.V/22 | 18.3 | 18.3 | 115.5 | 115.5 | 60 | 60 | D02
242 | 2nd Stage Gas Compression Suction Drums | 2nd Stage Gas Compression Suction Drums | 2nd Stage Gas Compression Suction Drums | LIT-2132C | LIT-2132C | Level Indicating Transmitter | Level Indicating Transmitter | V-2102-C | V-2102-C | V-2102-C | V-2102-C | V-2102-C | BK-GCS-PEDCO-120-PR-PI-0009 (3 of 3) | BK-GCS-PEDCO-120-PR-PI-0009 (3 of 3) | BK-GCS-PEDCO-120-PR-PI-0009 (3 of 3) | BK-GCS-PEDCO-120-PR-PI-0009 (3 of 3) | BK-GCS-PEDCO-120-PR-PI-0009 (3 of 3) | BK-GCS-PEDCO-120-PR-PI-0009 (3 of 3) | LIQUID | LIQUID | LIQUID | BK-GCS-PEDCO-120-IN-DT-0006 | BK-GCS-PEDCO-120-IN-DT-0006 | BK-GCS-PEDCO-120-IN-DT-0006 | BK-GCS-PEDCO-120-IN-DT-0006 | BK-GCS-PEDCO-120-IN-PY-0003 | BK-GCS-PEDCO-120-IN-PY-0003 | BK-GCS-PEDCO-120-IN-PY-0003 | BK-GCS-PEDCO-120-IN-PY-0003 | BK-GCS-PEDCO-120-IN-PY-0003 | F.V/22 | F.V/22 | 18.3 | 18.3 | 115.5 | 115.5 | 60 | 60 | D02
243 | 2nd Stage Gas Compression Suction Drums | 2nd Stage Gas Compression Suction Drums | 2nd Stage Gas Compression Suction Drums | TG-2131C | TG-2131C | Temperature Gauge | Temperature Gauge | V-2102-C | V-2102-C | V-2102-C | V-2102-C | V-2102-C | BK-GCS-PEDCO-120-PR-PI-0009 (3 of 3) | BK-GCS-PEDCO-120-PR-PI-0009 (3 of 3) | BK-GCS-PEDCO-120-PR-PI-0009 (3 of 3) | BK-GCS-PEDCO-120-PR-PI-0009 (3 of 3) | BK-GCS-PEDCO-120-PR-PI-0009 (3 of 3) | BK-GCS-PEDCO-120-PR-PI-0009 (3 of 3) | LIQUID | LIQUID | LIQUID | BK-GCS-PEDCO-120-IN-DT-0002 | BK-GCS-PEDCO-120-IN-DT-0002 | BK-GCS-PEDCO-120-IN-DT-0002 | BK-GCS-PEDCO-120-IN-DT-0002 | BK-GCS-PEDCO-120-IN-PY-0003 | BK-GCS-PEDCO-120-IN-PY-0003 | BK-GCS-PEDCO-120-IN-PY-0003 | BK-GCS-PEDCO-120-IN-PY-0003 | BK-GCS-PEDCO-120-IN-PY-0003 | F.V/22 | F.V/22 | 18.3 | 18.3 | 115.5 | 115.5 | 60 | 60 | D02
244 | 2nd Stage Gas Compression Suction Drums | 2nd Stage Gas Compression Suction Drums | 2nd Stage Gas Compression Suction Drums | PG-2131C | PG-2131C | Pressure Gauge | Pressure Gauge | V-2102-C | V-2102-C | V-2102-C | V-2102-C | V-2102-C | BK-GCS-PEDCO-120-PR-PI-0009 (3 of 3) | BK-GCS-PEDCO-120-PR-PI-0009 (3 of 3) | BK-GCS-PEDCO-120-PR-PI-0009 (3 of 3) | BK-GCS-PEDCO-120-PR-PI-0009 (3 of 3) | BK-GCS-PEDCO-120-PR-PI-0009 (3 of 3) | BK-GCS-PEDCO-120-PR-PI-0009 (3 of 3) | GAS | GAS | GAS | BK-GCS-PEDCO-120-IN-DT-0001 | BK-GCS-PEDCO-120-IN-DT-0001 | BK-GCS-PEDCO-120-IN-DT-0001 | BK-GCS-PEDCO-120-IN-DT-0001 | BK-GCS-PEDCO-120-IN-PY-0003 | BK-GCS-PEDCO-120-IN-PY-0003 | BK-GCS-PEDCO-120-IN-PY-0003 | BK-GCS-PEDCO-120-IN-PY-0003 | BK-GCS-PEDCO-120-IN-PY-0003 | F.V/22 | F.V/22 | 18.3 | 18.3 | 115.5 | 115.5 | 60 | 60 | D02
245 | 2nd Stage Gas Compression Suction Drums | 2nd Stage Gas Compression Suction Drums | 2nd Stage Gas Compression Suction Drums | PDIT-2131C | PDIT-2131C | Differential Pressure Indicating Transmitter | Differential Pressure Indicating Transmitter | V-2102-C | V-2102-C | V-2102-C | V-2102-C | V-2102-C | BK-GCS-PEDCO-120-PR-PI-0009 (3 of 3) | BK-GCS-PEDCO-120-PR-PI-0009 (3 of 3) | BK-GCS-PEDCO-120-PR-PI-0009 (3 of 3) | BK-GCS-PEDCO-120-PR-PI-0009 (3 of 3) | BK-GCS-PEDCO-120-PR-PI-0009 (3 of 3) | BK-GCS-PEDCO-120-PR-PI-0009 (3 of 3) | GAS | GAS | GAS | BK-GCS-PEDCO-120-IN-DT-0004 | BK-GCS-PEDCO-120-IN-DT-0004 | BK-GCS-PEDCO-120-IN-DT-0004 | BK-GCS-PEDCO-120-IN-DT-0004 | BK-GCS-PEDCO-120-IN-PY-0003 | BK-GCS-PEDCO-120-IN-PY-0003 | BK-GCS-PEDCO-120-IN-PY-0003 | BK-GCS-PEDCO-120-IN-PY-0003 | BK-GCS-PEDCO-120-IN-PY-0003 | F.V/22 | F.V/22 | 18.3 | 18.3 | 115.5 | 115.5 | 60 | 60 | D02
246 | 2nd Stage Gas Compression Suction Drums | 2nd Stage Gas Compression Suction Drums | 2nd Stage Gas Compression Suction Drums | LG-2131C | LG-2131C | Level Gauge | Level Gauge | V-2102-C | V-2102-C | V-2102-C | V-2102-C | V-2102-C | BK-GCS-PEDCO-120-PR-PI-0009 (3 of 3) | BK-GCS-PEDCO-120-PR-PI-0009 (3 of 3) | BK-GCS-PEDCO-120-PR-PI-0009 (3 of 3) | BK-GCS-PEDCO-120-PR-PI-0009 (3 of 3) | BK-GCS-PEDCO-120-PR-PI-0009 (3 of 3) | BK-GCS-PEDCO-120-PR-PI-0009 (3 of 3) | LIQUID | LIQUID | LIQUID | BK-GCS-PEDCO-120-IN-DT-0003 | BK-GCS-PEDCO-120-IN-DT-0003 | BK-GCS-PEDCO-120-IN-DT-0003 | BK-GCS-PEDCO-120-IN-DT-0003 | BK-GCS-PEDCO-120-IN-PY-0003 | BK-GCS-PEDCO-120-IN-PY-0003 | BK-GCS-PEDCO-120-IN-PY-0003 | BK-GCS-PEDCO-120-IN-PY-0003 | BK-GCS-PEDCO-120-IN-PY-0003 | F.V/22 | F.V/22 | 18.3 | 18.3 | 115.5 | 115.5 | 60 | 60 | D02
247 | 2nd Stage Gas Compression Suction Drums | 2nd Stage Gas Compression Suction Drums | 2nd Stage Gas Compression Suction Drums | LIT-2131C | LIT-2131C | Level Indicating Transmitter | Level Indicating Transmitter | V-2102-C | V-2102-C | V-2102-C | V-2102-C | V-2102-C | BK-GCS-PEDCO-120-PR-PI-0009 (3 of 3) | BK-GCS-PEDCO-120-PR-PI-0009 (3 of 3) | BK-GCS-PEDCO-120-PR-PI-0009 (3 of 3) | BK-GCS-PEDCO-120-PR-PI-0009 (3 of 3) | BK-GCS-PEDCO-120-PR-PI-0009 (3 of 3) | BK-GCS-PEDCO-120-PR-PI-0009 (3 of 3) | LIQUID | LIQUID | LIQUID | BK-GCS-PEDCO-120-IN-DT-0006 | BK-GCS-PEDCO-120-IN-DT-0006 | BK-GCS-PEDCO-120-IN-DT-0006 | BK-GCS-PEDCO-120-IN-DT-0006 | BK-GCS-PEDCO-120-IN-PY-0003 | BK-GCS-PEDCO-120-IN-PY-0003 | BK-GCS-PEDCO-120-IN-PY-0003 | BK-GCS-PEDCO-120-IN-PY-0003 | BK-GCS-PEDCO-120-IN-PY-0003 | F.V/22 | F.V/22 | 18.3 | 18.3 | 115.5 | 115.5 | 60 | 60 | D02
248 | 2nd Stage Gas Compression Suction Drums | 2nd Stage Gas Compression Suction Drums | 2nd Stage Gas Compression Suction Drums | XZSC-2131C | XZSC-2131C | Limit Switch Close (Included in ON-OFF Valve) | Limit Switch Close (Included in ON-OFF Valve) | CDH-111-0023C-CS00-2"-NP | CDH-111-0023C-CS00-2"-NP | CDH-111-0023C-CS00-2"-NP | CDH-111-0023C-CS00-2"-NP | CDH-111-0023C-CS00-2"-NP | BK-GCS-PEDCO-120-PR-PI-0009 (3 of 3) | BK-GCS-PEDCO-120-PR-PI-0009 (3 of 3) | BK-GCS-PEDCO-120-PR-PI-0009 (3 of 3) | BK-GCS-PEDCO-120-PR-PI-0009 (3 of 3) | BK-GCS-PEDCO-120-PR-PI-0009 (3 of 3) | BK-GCS-PEDCO-120-PR-PI-0009 (3 of 3) | LIQUID | LIQUID | LIQUID | BK-GCS-PEDCO-120-IN-DT-0010 | BK-GCS-PEDCO-120-IN-DT-0010 | BK-GCS-PEDCO-120-IN-DT-0010 | BK-GCS-PEDCO-120-IN-DT-0010 | BK-GCS-PEDCO-120-IN-PY-0003 | BK-GCS-PEDCO-120-IN-PY-0003 | BK-GCS-PEDCO-120-IN-PY-0003 | BK-GCS-PEDCO-120-IN-PY-0003 | BK-GCS-PEDCO-120-IN-PY-0003 | F.V/22 | F.V/22 | 18.1 | 18.1 | 115.5 | 115.5 | 59.88 | 59.88 | D02
249 | 2nd Stage Gas Compression Suction Drums | 2nd Stage Gas Compression Suction Drums | 2nd Stage Gas Compression Suction Drums | XZSO-2131C | XZSO-2131C | Limit Switch Open (Included in ON-OFF Valve) | Limit Switch Open (Included in ON-OFF Valve) | CDH-111-0023C-CS00-2"-NP | CDH-111-0023C-CS00-2"-NP | CDH-111-0023C-CS00-2"-NP | CDH-111-0023C-CS00-2"-NP | CDH-111-0023C-CS00-2"-NP | BK-GCS-PEDCO-120-PR-PI-0009 (3 of 3) | BK-GCS-PEDCO-120-PR-PI-0009 (3 of 3) | BK-GCS-PEDCO-120-PR-PI-0009 (3 of 3) | BK-GCS-PEDCO-120-PR-PI-0009 (3 of 3) | BK-GCS-PEDCO-120-PR-PI-0009 (3 of 3) | BK-GCS-PEDCO-120-PR-PI-0009 (3 of 3) | LIQUID | LIQUID | LIQUID | BK-GCS-PEDCO-120-IN-DT-0010 | BK-GCS-PEDCO-120-IN-DT-0010 | BK-GCS-PEDCO-120-IN-DT-0010 | BK-GCS-PEDCO-120-IN-DT-0010 | BK-GCS-PEDCO-120-IN-PY-0003 | BK-GCS-PEDCO-120-IN-PY-0003 | BK-GCS-PEDCO-120-IN-PY-0003 | BK-GCS-PEDCO-120-IN-PY-0003 | BK-GCS-PEDCO-120-IN-PY-0003 | F.V/22 | F.V/22 | 18.1 | 18.1 | 115.5 | 115.5 | 59.88 | 59.88 | D02
250 | 2nd Stage Gas Compression Suction Drums | 2nd Stage Gas Compression Suction Drums | 2nd Stage Gas Compression Suction Drums | PSOV-2131C | PSOV-2131C | Process Solenoid Valve | Process Solenoid Valve | CDH-111-0023C-CS00-2"-NP | CDH-111-0023C-CS00-2"-NP | CDH-111-0023C-CS00-2"-NP | CDH-111-0023C-CS00-2"-NP | CDH-111-0023C-CS00-2"-NP | BK-GCS-PEDCO-120-PR-PI-0009 (3 of 3) | BK-GCS-PEDCO-120-PR-PI-0009 (3 of 3) | BK-GCS-PEDCO-120-PR-PI-0009 (3 of 3) | BK-GCS-PEDCO-120-PR-PI-0009 (3 of 3) | BK-GCS-PEDCO-120-PR-PI-0009 (3 of 3) | BK-GCS-PEDCO-120-PR-PI-0009 (3 of 3) | LIQUID | LIQUID | LIQUID | BK-GCS-PEDCO-120-IN-DT-0010 | BK-GCS-PEDCO-120-IN-DT-0010 | BK-GCS-PEDCO-120-IN-DT-0010 | BK-GCS-PEDCO-120-IN-DT-0010 | BK-GCS-PEDCO-120-IN-PY-0003 | BK-GCS-PEDCO-120-IN-PY-0003 | BK-GCS-PEDCO-120-IN-PY-0003 | BK-GCS-PEDCO-120-IN-PY-0003 | BK-GCS-PEDCO-120-IN-PY-0003 | F.V/22 | F.V/22 | 18.1 | 18.1 | 115.5 | 115.5 | 59.88 | 59.88 | D02
251 | 2nd Stage Gas Compression Suction Drums | 2nd Stage Gas Compression Suction Drums | 2nd Stage Gas Compression Suction Drums | ESOV-2131C | ESOV-2131C | ESD Solenoid Valve | ESD Solenoid Valve | CDH-111-0023C-CS00-2"-NP | CDH-111-0023C-CS00-2"-NP | CDH-111-0023C-CS00-2"-NP | CDH-111-0023C-CS00-2"-NP | CDH-111-0023C-CS00-2"-NP | BK-GCS-PEDCO-120-PR-PI-0009 (3 of 3) | BK-GCS-PEDCO-120-PR-PI-0009 (3 of 3) | BK-GCS-PEDCO-120-PR-PI-0009 (3 of 3) | BK-GCS-PEDCO-120-PR-PI-0009 (3 of 3) | BK-GCS-PEDCO-120-PR-PI-0009 (3 of 3) | BK-GCS-PEDCO-120-PR-PI-0009 (3 of 3) | LIQUID | LIQUID | LIQUID | BK-GCS-PEDCO-120-IN-DT-0010 | BK-GCS-PEDCO-120-IN-DT-0010 | BK-GCS-PEDCO-120-IN-DT-0010 | BK-GCS-PEDCO-120-IN-DT-0010 | BK-GCS-PEDCO-120-IN-PY-0003 | BK-GCS-PEDCO-120-IN-PY-0003 | BK-GCS-PEDCO-120-IN-PY-0003 | BK-GCS-PEDCO-120-IN-PY-0003 | BK-GCS-PEDCO-120-IN-PY-0003 | F.V/22 | F.V/22 | 18.1 | 18.1 | 115.5 | 115.5 | 59.88 | 59.88 | D02
252 | 2nd Stage Gas Compression Suction Drums | 2nd Stage Gas Compression Suction Drums | 2nd Stage Gas Compression Suction Drums | XV-2131C | XV-2131C | ON/OFF VAVLE | ON/OFF VAVLE | CDH-111-0023C-CS00-2"-NP | CDH-111-0023C-CS00-2"-NP | CDH-111-0023C-CS00-2"-NP | CDH-111-0023C-CS00-2"-NP | CDH-111-0023C-CS00-2"-NP | BK-GCS-PEDCO-120-PR-PI-0009 (3 of 3) | BK-GCS-PEDCO-120-PR-PI-0009 (3 of 3) | BK-GCS-PEDCO-120-PR-PI-0009 (3 of 3) | BK-GCS-PEDCO-120-PR-PI-0009 (3 of 3) | BK-GCS-PEDCO-120-PR-PI-0009 (3 of 3) | BK-GCS-PEDCO-120-PR-PI-0009 (3 of 3) | LIQUID | LIQUID | LIQUID | BK-GCS-PEDCO-120-IN-DT-0010 | BK-GCS-PEDCO-120-IN-DT-0010 | BK-GCS-PEDCO-120-IN-DT-0010 | BK-GCS-PEDCO-120-IN-DT-0010 | BK-GCS-PEDCO-120-IN-PY-0003 | BK-GCS-PEDCO-120-IN-PY-0003 | BK-GCS-PEDCO-120-IN-PY-0003 | BK-GCS-PEDCO-120-IN-PY-0003 | BK-GCS-PEDCO-120-IN-PY-0003 | F.V/22 | F.V/22 | 18.1 | 18.1 | 115.5 | 115.5 | 59.88 | 59.88 | D02
253 | 2nd Stage Gas Compression Suction Drums | 2nd Stage Gas Compression Suction Drums | 2nd Stage Gas Compression Suction Drums | RO-2131C | RO-2131C | Restriction Orifice | Restriction Orifice | CDH-111-0023C-CS00-2"-NP | CDH-111-0023C-CS00-2"-NP | CDH-111-0023C-CS00-2"-NP | CDH-111-0023C-CS00-2"-NP | CDH-111-0023C-CS00-2"-NP | BK-GCS-PEDCO-120-PR-PI-0009 (3 of 3) | BK-GCS-PEDCO-120-PR-PI-0009 (3 of 3) | BK-GCS-PEDCO-120-PR-PI-0009 (3 of 3) | BK-GCS-PEDCO-120-PR-PI-0009 (3 of 3) | BK-GCS-PEDCO-120-PR-PI-0009 (3 of 3) | BK-GCS-PEDCO-120-PR-PI-0009 (3 of 3) | LIQUID | LIQUID | LIQUID | BK-GCS-PEDCO-120-IN-DT-0013 | BK-GCS-PEDCO-120-IN-DT-0013 | BK-GCS-PEDCO-120-IN-DT-0013 | BK-GCS-PEDCO-120-IN-DT-0013 | BK-GCS-PEDCO-120-IN-PY-0003 | BK-GCS-PEDCO-120-IN-PY-0003 | BK-GCS-PEDCO-120-IN-PY-0003 | BK-GCS-PEDCO-120-IN-PY-0003 | BK-GCS-PEDCO-120-IN-PY-0003 | F.V/22 | F.V/22 | 18.1 | 18.1 | 115.5 | 115.5 | 59.88 | 59.88 | D02
254 | 2nd Stage Gas Compression Suction Drums | 2nd Stage Gas Compression Suction Drums | 2nd Stage Gas Compression Suction Drums | RO-2134C | RO-2134C | Restriction Orifice | Restriction Orifice | GAS-111-0160C-CN05-2"-PT | GAS-111-0160C-CN05-2"-PT | GAS-111-0160C-CN05-2"-PT | GAS-111-0160C-CN05-2"-PT | GAS-111-0160C-CN05-2"-PT | BK-GCS-PEDCO-120-PR-PI-0009 (3 of 3) | BK-GCS-PEDCO-120-PR-PI-0009 (3 of 3) | BK-GCS-PEDCO-120-PR-PI-0009 (3 of 3) | BK-GCS-PEDCO-120-PR-PI-0009 (3 of 3) | BK-GCS-PEDCO-120-PR-PI-0009 (3 of 3) | BK-GCS-PEDCO-120-PR-PI-0009 (3 of 3) | GAS | GAS | GAS | BK-GCS-PEDCO-120-IN-DT-0013 | BK-GCS-PEDCO-120-IN-DT-0013 | BK-GCS-PEDCO-120-IN-DT-0013 | BK-GCS-PEDCO-120-IN-DT-0013 | BK-GCS-PEDCO-120-IN-PY-0003 | BK-GCS-PEDCO-120-IN-PY-0003 | BK-GCS-PEDCO-120-IN-PY-0003 | BK-GCS-PEDCO-120-IN-PY-0003 | BK-GCS-PEDCO-120-IN-PY-0003 | F.V/22 | F.V/22 | 18.3 | 18.3 | 115.5 | 115.5 | 60 | 60 | D02
255 | 2nd Stage Gas Compression Suction Drums | 2nd Stage Gas Compression Suction Drums | 2nd Stage Gas Compression Suction Drums | BZSC-2131C | BZSC-2131C | Limit Switch Close (Included in blowdown Valve) | Limit Switch Close (Included in blowdown Valve) | FL-112-0119C-AN07-2"-PT | FL-112-0119C-AN07-2"-PT | FL-112-0119C-AN07-2"-PT | FL-112-0119C-AN07-2"-PT | FL-112-0119C-AN07-2"-PT | BK-GCS-PEDCO-120-PR-PI-0009 (3 of 3) | BK-GCS-PEDCO-120-PR-PI-0009 (3 of 3) | BK-GCS-PEDCO-120-PR-PI-0009 (3 of 3) | BK-GCS-PEDCO-120-PR-PI-0009 (3 of 3) | BK-GCS-PEDCO-120-PR-PI-0009 (3 of 3) | BK-GCS-PEDCO-120-PR-PI-0009 (3 of 3) | GAS | GAS | GAS | BK-GCS-PEDCO-120-IN-DT-0010 | BK-GCS-PEDCO-120-IN-DT-0010 | BK-GCS-PEDCO-120-IN-DT-0010 | BK-GCS-PEDCO-120-IN-DT-0010 | BK-GCS-PEDCO-120-IN-PY-0003 | BK-GCS-PEDCO-120-IN-PY-0003 | BK-GCS-PEDCO-120-IN-PY-0003 | BK-GCS-PEDCO-120-IN-PY-0003 | BK-GCS-PEDCO-120-IN-PY-0003 | F.V/22 | F.V/22 | 18.3 | 18.3 | 115.5 | 115.5 | 60 | 60 | D02
256 | 2nd Stage Gas Compression Suction Drums | 2nd Stage Gas Compression Suction Drums | 2nd Stage Gas Compression Suction Drums | BZSO-2131C | BZSO-2131C | Limit Switch Open (Included in blowdown Valve) | Limit Switch Open (Included in blowdown Valve) | FL-112-0119C-AN07-2"-PT | FL-112-0119C-AN07-2"-PT | FL-112-0119C-AN07-2"-PT | FL-112-0119C-AN07-2"-PT | FL-112-0119C-AN07-2"-PT | BK-GCS-PEDCO-120-PR-PI-0009 (3 of 3) | BK-GCS-PEDCO-120-PR-PI-0009 (3 of 3) | BK-GCS-PEDCO-120-PR-PI-0009 (3 of 3) | BK-GCS-PEDCO-120-PR-PI-0009 (3 of 3) | BK-GCS-PEDCO-120-PR-PI-0009 (3 of 3) | BK-GCS-PEDCO-120-PR-PI-0009 (3 of 3) | GAS | GAS | GAS | BK-GCS-PEDCO-120-IN-DT-0010 | BK-GCS-PEDCO-120-IN-DT-0010 | BK-GCS-PEDCO-120-IN-DT-0010 | BK-GCS-PEDCO-120-IN-DT-0010 | BK-GCS-PEDCO-120-IN-PY-0003 | BK-GCS-PEDCO-120-IN-PY-0003 | BK-GCS-PEDCO-120-IN-PY-0003 | BK-GCS-PEDCO-120-IN-PY-0003 | BK-GCS-PEDCO-120-IN-PY-0003 | F.V/22 | F.V/22 | 18.3 | 18.3 | 115.5 | 115.5 | 60 | 60 | D02
257 | 2nd Stage Gas Compression Suction Drums | 2nd Stage Gas Compression Suction Drums | 2nd Stage Gas Compression Suction Drums | BSOV-2131C | BSOV-2131C | BDV Solenoid Valve | BDV Solenoid Valve | FL-112-0119C-AN07-2"-PT | FL-112-0119C-AN07-2"-PT | FL-112-0119C-AN07-2"-PT | FL-112-0119C-AN07-2"-PT | FL-112-0119C-AN07-2"-PT | BK-GCS-PEDCO-120-PR-PI-0009 (3 of 3) | BK-GCS-PEDCO-120-PR-PI-0009 (3 of 3) | BK-GCS-PEDCO-120-PR-PI-0009 (3 of 3) | BK-GCS-PEDCO-120-PR-PI-0009 (3 of 3) | BK-GCS-PEDCO-120-PR-PI-0009 (3 of 3) | BK-GCS-PEDCO-120-PR-PI-0009 (3 of 3) | GAS | GAS | GAS | BK-GCS-PEDCO-120-IN-DT-0010 | BK-GCS-PEDCO-120-IN-DT-0010 | BK-GCS-PEDCO-120-IN-DT-0010 | BK-GCS-PEDCO-120-IN-DT-0010 | BK-GCS-PEDCO-120-IN-PY-0003 | BK-GCS-PEDCO-120-IN-PY-0003 | BK-GCS-PEDCO-120-IN-PY-0003 | BK-GCS-PEDCO-120-IN-PY-0003 | BK-GCS-PEDCO-120-IN-PY-0003 | F.V/22 | F.V/22 | 18.3 | 18.3 | 115.5 | 115.5 | 60 | 60 | D02
258 | 2nd Stage Gas Compression Suction Drums | 2nd Stage Gas Compression Suction Drums | 2nd Stage Gas Compression Suction Drums | PSOV-2134C | PSOV-2131C | Process Solenoid Valve | Process Solenoid Valve | FL-112-0119C-AN07-2"-PT | FL-112-0119C-AN07-2"-PT | FL-112-0119C-AN07-2"-PT | FL-112-0119C-AN07-2"-PT | FL-112-0119C-AN07-2"-PT | BK-GCS-PEDCO-120-PR-PI-0009 (3 of 3) | BK-GCS-PEDCO-120-PR-PI-0009 (3 of 3) | BK-GCS-PEDCO-120-PR-PI-0009 (3 of 3) | BK-GCS-PEDCO-120-PR-PI-0009 (3 of 3) | BK-GCS-PEDCO-120-PR-PI-0009 (3 of 3) | BK-GCS-PEDCO-120-PR-PI-0009 (3 of 3) | GAS | GAS | GAS | BK-GCS-PEDCO-120-IN-DT-0010 | BK-GCS-PEDCO-120-IN-DT-0010 | BK-GCS-PEDCO-120-IN-DT-0010 | BK-GCS-PEDCO-120-IN-DT-0010 | BK-GCS-PEDCO-120-IN-PY-0003 | BK-GCS-PEDCO-120-IN-PY-0003 | BK-GCS-PEDCO-120-IN-PY-0003 | BK-GCS-PEDCO-120-IN-PY-0003 | BK-GCS-PEDCO-120-IN-PY-0003 | F.V/22 | F.V/22 | 18.3 | 18.3 | 115.5 | 115.5 | 60 | 60 | D02
259 | 2nd Stage Gas Compression Suction Drums | 2nd Stage Gas Compression Suction Drums | 2nd Stage Gas Compression Suction Drums | BDV-2131C | BDV-2131C | Blowdown valve | Blowdown valve | FL-112-0119C-AN07-2"-PT | FL-112-0119C-AN07-2"-PT | FL-112-0119C-AN07-2"-PT | FL-112-0119C-AN07-2"-PT | FL-112-0119C-AN07-2"-PT | BK-GCS-PEDCO-120-PR-PI-0009 (3 of 3) | BK-GCS-PEDCO-120-PR-PI-0009 (3 of 3) | BK-GCS-PEDCO-120-PR-PI-0009 (3 of 3) | BK-GCS-PEDCO-120-PR-PI-0009 (3 of 3) | BK-GCS-PEDCO-120-PR-PI-0009 (3 of 3) | BK-GCS-PEDCO-120-PR-PI-0009 (3 of 3) | GAS | GAS | GAS | BK-GCS-PEDCO-120-IN-DT-0010 | BK-GCS-PEDCO-120-IN-DT-0010 | BK-GCS-PEDCO-120-IN-DT-0010 | BK-GCS-PEDCO-120-IN-DT-0010 | BK-GCS-PEDCO-120-IN-PY-0003 | BK-GCS-PEDCO-120-IN-PY-0003 | BK-GCS-PEDCO-120-IN-PY-0003 | BK-GCS-PEDCO-120-IN-PY-0003 | BK-GCS-PEDCO-120-IN-PY-0003 | F.V/22 | F.V/22 | 18.3 | 18.3 | 115.5 | 115.5 | 60 | 60 | D02
260 | 2nd Stage Gas Compression Compressors | 2nd Stage Gas Compression Compressors | 2nd Stage Gas Compression Compressors | TG-2132A | TG-2132A | Temperature Gauge | Temperature Gauge | GAS-111-0044A-CN05-6"-ET | GAS-111-0044A-CN05-6"-ET | GAS-111-0044A-CN05-6"-ET | GAS-111-0044A-CN05-6"-ET | GAS-111-0044A-CN05-6"-ET | BK-GCS-PEDCO-120-PR-PI-0010 (1 of 3) | BK-GCS-PEDCO-120-PR-PI-0010 (1 of 3) | BK-GCS-PEDCO-120-PR-PI-0010 (1 of 3) | BK-GCS-PEDCO-120-PR-PI-0010 (1 of 3) | BK-GCS-PEDCO-120-PR-PI-0010 (1 of 3) | BK-GCS-PEDCO-120-PR-PI-0010 (1 of 3) | GAS | GAS | GAS | BK-GCS-PEDCO-120-IN-DT-0002 | BK-GCS-PEDCO-120-IN-DT-0002 | BK-GCS-PEDCO-120-IN-DT-0002 | BK-GCS-PEDCO-120-IN-DT-0002 | BK-GCS-PEDCO-120-IN-PY-0003 | BK-GCS-PEDCO-120-IN-PY-0003 | BK-GCS-PEDCO-120-IN-PY-0003 | BK-GCS-PEDCO-120-IN-PY-0003 | BK-GCS-PEDCO-120-IN-PY-0003 | F.V/22 | F.V/22 | 18.1 | 18.1 | 115.5 | 115.5 | 59.88 | 59.88 | D02
261 | 2nd Stage Gas Compression Compressors | 2nd Stage Gas Compression Compressors | 2nd Stage Gas Compression Compressors | TIT-2131A | TIT-2131A | Temperature Indicating Transmitter | Temperature Indicating Transmitter | GAS-111-0044A-CN05-6"-ET | GAS-111-0044A-CN05-6"-ET | GAS-111-0044A-CN05-6"-ET | GAS-111-0044A-CN05-6"-ET | GAS-111-0044A-CN05-6"-ET | BK-GCS-PEDCO-120-PR-PI-0010 (1 of 3) | BK-GCS-PEDCO-120-PR-PI-0010 (1 of 3) | BK-GCS-PEDCO-120-PR-PI-0010 (1 of 3) | BK-GCS-PEDCO-120-PR-PI-0010 (1 of 3) | BK-GCS-PEDCO-120-PR-PI-0010 (1 of 3) | BK-GCS-PEDCO-120-PR-PI-0010 (1 of 3) | GAS | GAS | GAS | BK-GCS-PEDCO-120-IN-DT-0005 | BK-GCS-PEDCO-120-IN-DT-0005 | BK-GCS-PEDCO-120-IN-DT-0005 | BK-GCS-PEDCO-120-IN-DT-0005 | BK-GCS-PEDCO-120-IN-PY-0003 | BK-GCS-PEDCO-120-IN-PY-0003 | BK-GCS-PEDCO-120-IN-PY-0003 | BK-GCS-PEDCO-120-IN-PY-0003 | BK-GCS-PEDCO-120-IN-PY-0003 | F.V/22 | F.V/22 | 18.1 | 18.1 | 115.5 | 115.5 | 59.88 | 59.88 | D02
262 | 2nd Stage Gas Compression Compressors | 2nd Stage Gas Compression Compressors | 2nd Stage Gas Compression Compressors | PIT-2131A | PIT-2131A | Pressure Indicating Transmitter | Pressure Indicating Transmitter | GAS-111-0044A-CN05-6"-ET | GAS-111-0044A-CN05-6"-ET | GAS-111-0044A-CN05-6"-ET | GAS-111-0044A-CN05-6"-ET | GAS-111-0044A-CN05-6"-ET | BK-GCS-PEDCO-120-PR-PI-0010 (1 of 3) | BK-GCS-PEDCO-120-PR-PI-0010 (1 of 3) | BK-GCS-PEDCO-120-PR-PI-0010 (1 of 3) | BK-GCS-PEDCO-120-PR-PI-0010 (1 of 3) | BK-GCS-PEDCO-120-PR-PI-0010 (1 of 3) | BK-GCS-PEDCO-120-PR-PI-0010 (1 of 3) | GAS | GAS | GAS | BK-GCS-PEDCO-120-IN-DT-0004 | BK-GCS-PEDCO-120-IN-DT-0004 | BK-GCS-PEDCO-120-IN-DT-0004 | BK-GCS-PEDCO-120-IN-DT-0004 | BK-GCS-PEDCO-120-IN-PY-0003 | BK-GCS-PEDCO-120-IN-PY-0003 | BK-GCS-PEDCO-120-IN-PY-0003 | BK-GCS-PEDCO-120-IN-PY-0003 | BK-GCS-PEDCO-120-IN-PY-0003 | F.V/22 | F.V/22 | 18.1 | 18.1 | 115.5 | 115.5 | 59.88 | 59.88 | D02
263 | 2nd Stage Gas Compression Compressors | 2nd Stage Gas Compression Compressors | 2nd Stage Gas Compression Compressors | PG-2132A | PG-2132A | Pressure Gauge | Pressure Gauge | GAS-111-0044A-CN05-6"-ET | GAS-111-0044A-CN05-6"-ET | GAS-111-0044A-CN05-6"-ET | GAS-111-0044A-CN05-6"-ET | GAS-111-0044A-CN05-6"-ET | BK-GCS-PEDCO-120-PR-PI-0010 (1 of 3) | BK-GCS-PEDCO-120-PR-PI-0010 (1 of 3) | BK-GCS-PEDCO-120-PR-PI-0010 (1 of 3) | BK-GCS-PEDCO-120-PR-PI-0010 (1 of 3) | BK-GCS-PEDCO-120-PR-PI-0010 (1 of 3) | BK-GCS-PEDCO-120-PR-PI-0010 (1 of 3) | GAS | GAS | GAS | BK-GCS-PEDCO-120-IN-DT-0001 | BK-GCS-PEDCO-120-IN-DT-0001 | BK-GCS-PEDCO-120-IN-DT-0001 | BK-GCS-PEDCO-120-IN-DT-0001 | BK-GCS-PEDCO-120-IN-PY-0003 | BK-GCS-PEDCO-120-IN-PY-0003 | BK-GCS-PEDCO-120-IN-PY-0003 | BK-GCS-PEDCO-120-IN-PY-0003 | BK-GCS-PEDCO-120-IN-PY-0003 | F.V/22 | F.V/22 | 18.1 | 18.1 | 115.5 | 115.5 | 59.88 | 59.88 | D02
264 | 2nd Stage Gas Compression Compressors | 2nd Stage Gas Compression Compressors | 2nd Stage Gas Compression Compressors | PSV-2132A | PSV-2132A | Pressure Safety Valve | Pressure Safety Valve | GAS-111-0047A-FN05-2"-PT | GAS-111-0047A-FN05-2"-PT | GAS-111-0047A-FN05-2"-PT | GAS-111-0047A-FN05-2"-PT | GAS-111-0047A-FN05-2"-PT | BK-GCS-PEDCO-120-PR-PI-0010 (1 of 3) | BK-GCS-PEDCO-120-PR-PI-0010 (1 of 3) | BK-GCS-PEDCO-120-PR-PI-0010 (1 of 3) | BK-GCS-PEDCO-120-PR-PI-0010 (1 of 3) | BK-GCS-PEDCO-120-PR-PI-0010 (1 of 3) | BK-GCS-PEDCO-120-PR-PI-0010 (1 of 3) | GAS | GAS | GAS | BK-GCS-PEDCO-120-IN-DT-0009 | BK-GCS-PEDCO-120-IN-DT-0009 | BK-GCS-PEDCO-120-IN-DT-0009 | BK-GCS-PEDCO-120-IN-DT-0009 | BK-GCS-PEDCO-120-IN-PY-0003 | BK-GCS-PEDCO-120-IN-PY-0003 | BK-GCS-PEDCO-120-IN-PY-0003 | BK-GCS-PEDCO-120-IN-PY-0003 | BK-GCS-PEDCO-120-IN-PY-0003 | 62 | 62 | 54.8 | 54.8 | 175 | 175 | 149.5/142.3 | 149.5/142.3 | D02
265 | 2nd Stage Gas Compression Compressors | 2nd Stage Gas Compression Compressors | 2nd Stage Gas Compression Compressors | PSV-2133A | PSV-2133A | Pressure Safety Valve | Pressure Safety Valve | GAS-111-0048A-FN05-2"-PT | GAS-111-0048A-FN05-2"-PT | GAS-111-0048A-FN05-2"-PT | GAS-111-0048A-FN05-2"-PT | GAS-111-0048A-FN05-2"-PT | BK-GCS-PEDCO-120-PR-PI-0010 (1 of 3) | BK-GCS-PEDCO-120-PR-PI-0010 (1 of 3) | BK-GCS-PEDCO-120-PR-PI-0010 (1 of 3) | BK-GCS-PEDCO-120-PR-PI-0010 (1 of 3) | BK-GCS-PEDCO-120-PR-PI-0010 (1 of 3) | BK-GCS-PEDCO-120-PR-PI-0010 (1 of 3) | GAS | GAS | GAS | BK-GCS-PEDCO-120-IN-DT-0009 | BK-GCS-PEDCO-120-IN-DT-0009 | BK-GCS-PEDCO-120-IN-DT-0009 | BK-GCS-PEDCO-120-IN-DT-0009 | BK-GCS-PEDCO-120-IN-PY-0003 | BK-GCS-PEDCO-120-IN-PY-0003 | BK-GCS-PEDCO-120-IN-PY-0003 | BK-GCS-PEDCO-120-IN-PY-0003 | BK-GCS-PEDCO-120-IN-PY-0003 | 62 | 62 | 54.8 | 54.8 | 175 | 175 | 149.5/142.3 | 149.5/142.3 | D02
266 | 2nd Stage Gas Compression Compressors | 2nd Stage Gas Compression Compressors | 2nd Stage Gas Compression Compressors | PIT-2134A | PIT-2134A | Pressure Indicating Transmitter | Pressure Indicating Transmitter | GAS-111-0051A-FN05-6"-IS | GAS-111-0051A-FN05-6"-IS | GAS-111-0051A-FN05-6"-IS | GAS-111-0051A-FN05-6"-IS | GAS-111-0051A-FN05-6"-IS | BK-GCS-PEDCO-120-PR-PI-0010 (1 of 3) | BK-GCS-PEDCO-120-PR-PI-0010 (1 of 3) | BK-GCS-PEDCO-120-PR-PI-0010 (1 of 3) | BK-GCS-PEDCO-120-PR-PI-0010 (1 of 3) | BK-GCS-PEDCO-120-PR-PI-0010 (1 of 3) | BK-GCS-PEDCO-120-PR-PI-0010 (1 of 3) | GAS | GAS | GAS | BK-GCS-PEDCO-120-IN-DT-0004 | BK-GCS-PEDCO-120-IN-DT-0004 | BK-GCS-PEDCO-120-IN-DT-0004 | BK-GCS-PEDCO-120-IN-DT-0004 | BK-GCS-PEDCO-120-IN-PY-0003 | BK-GCS-PEDCO-120-IN-PY-0003 | BK-GCS-PEDCO-120-IN-PY-0003 | BK-GCS-PEDCO-120-IN-PY-0003 | BK-GCS-PEDCO-120-IN-PY-0003 | 62 | 62 | 54.8 | 54.8 | 175 | 175 | 149.5/142.3 | 149.5/142.3 | D02
267 | 2nd Stage Gas Compression Compressors | 2nd Stage Gas Compression Compressors | 2nd Stage Gas Compression Compressors | TIT-2134A | TIT-2134A | Temperature Indicating Transmitter | Temperature Indicating Transmitter | GAS-111-0051A-FN05-6"-IS | GAS-111-0051A-FN05-6"-IS | GAS-111-0051A-FN05-6"-IS | GAS-111-0051A-FN05-6"-IS | GAS-111-0051A-FN05-6"-IS | BK-GCS-PEDCO-120-PR-PI-0010 (1 of 3) | BK-GCS-PEDCO-120-PR-PI-0010 (1 of 3) | BK-GCS-PEDCO-120-PR-PI-0010 (1 of 3) | BK-GCS-PEDCO-120-PR-PI-0010 (1 of 3) | BK-GCS-PEDCO-120-PR-PI-0010 (1 of 3) | BK-GCS-PEDCO-120-PR-PI-0010 (1 of 3) | GAS | GAS | GAS | BK-GCS-PEDCO-120-IN-DT-0005 | BK-GCS-PEDCO-120-IN-DT-0005 | BK-GCS-PEDCO-120-IN-DT-0005 | BK-GCS-PEDCO-120-IN-DT-0005 | BK-GCS-PEDCO-120-IN-PY-0003 | BK-GCS-PEDCO-120-IN-PY-0003 | BK-GCS-PEDCO-120-IN-PY-0003 | BK-GCS-PEDCO-120-IN-PY-0003 | BK-GCS-PEDCO-120-IN-PY-0003 | 62 | 62 | 54.8 | 54.8 | 175 | 175 | 149.5/142.3 | 149.5/142.3 | D02
268 | 2nd Stage Gas Compression Compressors | 2nd Stage Gas Compression Compressors | 2nd Stage Gas Compression Compressors | TG-2133A | TG-2133A | Temperature Gauge | Temperature Gauge | GAS-111-0051A-FN05-6"-IS | GAS-111-0051A-FN05-6"-IS | GAS-111-0051A-FN05-6"-IS | GAS-111-0051A-FN05-6"-IS | GAS-111-0051A-FN05-6"-IS | BK-GCS-PEDCO-120-PR-PI-0010 (1 of 3) | BK-GCS-PEDCO-120-PR-PI-0010 (1 of 3) | BK-GCS-PEDCO-120-PR-PI-0010 (1 of 3) | BK-GCS-PEDCO-120-PR-PI-0010 (1 of 3) | BK-GCS-PEDCO-120-PR-PI-0010 (1 of 3) | BK-GCS-PEDCO-120-PR-PI-0010 (1 of 3) | GAS | GAS | GAS | BK-GCS-PEDCO-120-IN-DT-0002 | BK-GCS-PEDCO-120-IN-DT-0002 | BK-GCS-PEDCO-120-IN-DT-0002 | BK-GCS-PEDCO-120-IN-DT-0002 | BK-GCS-PEDCO-120-IN-PY-0003 | BK-GCS-PEDCO-120-IN-PY-0003 | BK-GCS-PEDCO-120-IN-PY-0003 | BK-GCS-PEDCO-120-IN-PY-0003 | BK-GCS-PEDCO-120-IN-PY-0003 | 62 | 62 | 54.8 | 54.8 | 175 | 175 | 149.5/142.3 | 149.5/142.3 | D02
269 | 2nd Stage Gas Compression Compressors | 2nd Stage Gas Compression Compressors | 2nd Stage Gas Compression Compressors | PG-2133A | PG-2133A | Pressure Gauge | Pressure Gauge | GAS-111-0051A-FN05-6"-IS | GAS-111-0051A-FN05-6"-IS | GAS-111-0051A-FN05-6"-IS | GAS-111-0051A-FN05-6"-IS | GAS-111-0051A-FN05-6"-IS | BK-GCS-PEDCO-120-PR-PI-0010 (1 of 3) | BK-GCS-PEDCO-120-PR-PI-0010 (1 of 3) | BK-GCS-PEDCO-120-PR-PI-0010 (1 of 3) | BK-GCS-PEDCO-120-PR-PI-0010 (1 of 3) | BK-GCS-PEDCO-120-PR-PI-0010 (1 of 3) | BK-GCS-PEDCO-120-PR-PI-0010 (1 of 3) | GAS | GAS | GAS | BK-GCS-PEDCO-120-IN-DT-0001 | BK-GCS-PEDCO-120-IN-DT-0001 | BK-GCS-PEDCO-120-IN-DT-0001 | BK-GCS-PEDCO-120-IN-DT-0001 | BK-GCS-PEDCO-120-IN-PY-0003 | BK-GCS-PEDCO-120-IN-PY-0003 | BK-GCS-PEDCO-120-IN-PY-0003 | BK-GCS-PEDCO-120-IN-PY-0003 | BK-GCS-PEDCO-120-IN-PY-0003 | 62 | 62 | 54.8 | 54.8 | 175 | 175 | 149.5/142.3 | 149.5/142.3 | D02
270 | 2nd Stage Gas Compression Compressors | 2nd Stage Gas Compression Compressors | 2nd Stage Gas Compression Compressors | TG-2132B | TG-2132B | Temperature Gauge | Temperature Gauge | GAS-111-0044B-CN05-6"-ET | GAS-111-0044B-CN05-6"-ET | GAS-111-0044B-CN05-6"-ET | GAS-111-0044B-CN05-6"-ET | GAS-111-0044B-CN05-6"-ET | BK-GCS-PEDCO-120-PR-PI-0010 (2 of 3) | BK-GCS-PEDCO-120-PR-PI-0010 (2 of 3) | BK-GCS-PEDCO-120-PR-PI-0010 (2 of 3) | BK-GCS-PEDCO-120-PR-PI-0010 (2 of 3) | BK-GCS-PEDCO-120-PR-PI-0010 (2 of 3) | BK-GCS-PEDCO-120-PR-PI-0010 (2 of 3) | GAS | GAS | GAS | BK-GCS-PEDCO-120-IN-DT-0002 | BK-GCS-PEDCO-120-IN-DT-0002 | BK-GCS-PEDCO-120-IN-DT-0002 | BK-GCS-PEDCO-120-IN-DT-0002 | BK-GCS-PEDCO-120-IN-PY-0003 | BK-GCS-PEDCO-120-IN-PY-0003 | BK-GCS-PEDCO-120-IN-PY-0003 | BK-GCS-PEDCO-120-IN-PY-0003 | BK-GCS-PEDCO-120-IN-PY-0003 | F.V/22 | F.V/22 | 18.1 | 18.1 | 115.5 | 115.5 | 59.88 | 59.88 | D02
271 | 2nd Stage Gas Compression Compressors | 2nd Stage Gas Compression Compressors | 2nd Stage Gas Compression Compressors | TIT-2131B | TIT-2131B | Temperature Indicating Transmitter | Temperature Indicating Transmitter | GAS-111-0044B-CN05-6"-ET | GAS-111-0044B-CN05-6"-ET | GAS-111-0044B-CN05-6"-ET | GAS-111-0044B-CN05-6"-ET | GAS-111-0044B-CN05-6"-ET | BK-GCS-PEDCO-120-PR-PI-0010 (2 of 3) | BK-GCS-PEDCO-120-PR-PI-0010 (2 of 3) | BK-GCS-PEDCO-120-PR-PI-0010 (2 of 3) | BK-GCS-PEDCO-120-PR-PI-0010 (2 of 3) | BK-GCS-PEDCO-120-PR-PI-0010 (2 of 3) | BK-GCS-PEDCO-120-PR-PI-0010 (2 of 3) | GAS | GAS | GAS | BK-GCS-PEDCO-120-IN-DT-0005 | BK-GCS-PEDCO-120-IN-DT-0005 | BK-GCS-PEDCO-120-IN-DT-0005 | BK-GCS-PEDCO-120-IN-DT-0005 | BK-GCS-PEDCO-120-IN-PY-0003 | BK-GCS-PEDCO-120-IN-PY-0003 | BK-GCS-PEDCO-120-IN-PY-0003 | BK-GCS-PEDCO-120-IN-PY-0003 | BK-GCS-PEDCO-120-IN-PY-0003 | F.V/22 | F.V/22 | 18.1 | 18.1 | 115.5 | 115.5 | 59.88 | 59.88 | D02
272 | 2nd Stage Gas Compression Compressors | 2nd Stage Gas Compression Compressors | 2nd Stage Gas Compression Compressors | PIT-2131B | PIT-2131B | Pressure Indicating Transmitter | Pressure Indicating Transmitter | GAS-111-0044B-CN05-6"-ET | GAS-111-0044B-CN05-6"-ET | GAS-111-0044B-CN05-6"-ET | GAS-111-0044B-CN05-6"-ET | GAS-111-0044B-CN05-6"-ET | BK-GCS-PEDCO-120-PR-PI-0010 (2 of 3) | BK-GCS-PEDCO-120-PR-PI-0010 (2 of 3) | BK-GCS-PEDCO-120-PR-PI-0010 (2 of 3) | BK-GCS-PEDCO-120-PR-PI-0010 (2 of 3) | BK-GCS-PEDCO-120-PR-PI-0010 (2 of 3) | BK-GCS-PEDCO-120-PR-PI-0010 (2 of 3) | GAS | GAS | GAS | BK-GCS-PEDCO-120-IN-DT-0004 | BK-GCS-PEDCO-120-IN-DT-0004 | BK-GCS-PEDCO-120-IN-DT-0004 | BK-GCS-PEDCO-120-IN-DT-0004 | BK-GCS-PEDCO-120-IN-PY-0003 | BK-GCS-PEDCO-120-IN-PY-0003 | BK-GCS-PEDCO-120-IN-PY-0003 | BK-GCS-PEDCO-120-IN-PY-0003 | BK-GCS-PEDCO-120-IN-PY-0003 | F.V/22 | F.V/22 | 18.1 | 18.1 | 115.5 | 115.5 | 59.88 | 59.88 | D02
273 | 2nd Stage Gas Compression Compressors | 2nd Stage Gas Compression Compressors | 2nd Stage Gas Compression Compressors | PG-2132B | PG-2132B | Pressure Gauge | Pressure Gauge | GAS-111-0044B-CN05-6"-ET | GAS-111-0044B-CN05-6"-ET | GAS-111-0044B-CN05-6"-ET | GAS-111-0044B-CN05-6"-ET | GAS-111-0044B-CN05-6"-ET | BK-GCS-PEDCO-120-PR-PI-0010 (2 of 3) | BK-GCS-PEDCO-120-PR-PI-0010 (2 of 3) | BK-GCS-PEDCO-120-PR-PI-0010 (2 of 3) | BK-GCS-PEDCO-120-PR-PI-0010 (2 of 3) | BK-GCS-PEDCO-120-PR-PI-0010 (2 of 3) | BK-GCS-PEDCO-120-PR-PI-0010 (2 of 3) | GAS | GAS | GAS | BK-GCS-PEDCO-120-IN-DT-0001 | BK-GCS-PEDCO-120-IN-DT-0001 | BK-GCS-PEDCO-120-IN-DT-0001 | BK-GCS-PEDCO-120-IN-DT-0001 | BK-GCS-PEDCO-120-IN-PY-0003 | BK-GCS-PEDCO-120-IN-PY-0003 | BK-GCS-PEDCO-120-IN-PY-0003 | BK-GCS-PEDCO-120-IN-PY-0003 | BK-GCS-PEDCO-120-IN-PY-0003 | F.V/22 | F.V/22 | 18.1 | 18.1 | 115.5 | 115.5 | 59.88 | 59.88 | D02
274 | 2nd Stage Gas Compression Compressors | 2nd Stage Gas Compression Compressors | 2nd Stage Gas Compression Compressors | PSV-2132B | PSV-2132B | Pressure Safety Valve | Pressure Safety Valve | GAS-111-0047B-FN05-2"-PT | GAS-111-0047B-FN05-2"-PT | GAS-111-0047B-FN05-2"-PT | GAS-111-0047B-FN05-2"-PT | GAS-111-0047B-FN05-2"-PT | BK-GCS-PEDCO-120-PR-PI-0010 (2 of 3) | BK-GCS-PEDCO-120-PR-PI-0010 (2 of 3) | BK-GCS-PEDCO-120-PR-PI-0010 (2 of 3) | BK-GCS-PEDCO-120-PR-PI-0010 (2 of 3) | BK-GCS-PEDCO-120-PR-PI-0010 (2 of 3) | BK-GCS-PEDCO-120-PR-PI-0010 (2 of 3) | GAS | GAS | GAS | BK-GCS-PEDCO-120-IN-DT-0009 | BK-GCS-PEDCO-120-IN-DT-0009 | BK-GCS-PEDCO-120-IN-DT-0009 | BK-GCS-PEDCO-120-IN-DT-0009 | BK-GCS-PEDCO-120-IN-PY-0003 | BK-GCS-PEDCO-120-IN-PY-0003 | BK-GCS-PEDCO-120-IN-PY-0003 | BK-GCS-PEDCO-120-IN-PY-0003 | BK-GCS-PEDCO-120-IN-PY-0003 | 62 | 62 | 54.8 | 54.8 | 175 | 175 | 149.5/142.3 | 149.5/142.3 | D02
275 | 2nd Stage Gas Compression Compressors | 2nd Stage Gas Compression Compressors | 2nd Stage Gas Compression Compressors | PSV-2133B | PSV-2133B | Pressure Safety Valve | Pressure Safety Valve | GAS-111-0048B-FN05-2"-PT | GAS-111-0048B-FN05-2"-PT | GAS-111-0048B-FN05-2"-PT | GAS-111-0048B-FN05-2"-PT | GAS-111-0048B-FN05-2"-PT | BK-GCS-PEDCO-120-PR-PI-0010 (2 of 3) | BK-GCS-PEDCO-120-PR-PI-0010 (2 of 3) | BK-GCS-PEDCO-120-PR-PI-0010 (2 of 3) | BK-GCS-PEDCO-120-PR-PI-0010 (2 of 3) | BK-GCS-PEDCO-120-PR-PI-0010 (2 of 3) | BK-GCS-PEDCO-120-PR-PI-0010 (2 of 3) | GAS | GAS | GAS | BK-GCS-PEDCO-120-IN-DT-0009 | BK-GCS-PEDCO-120-IN-DT-0009 | BK-GCS-PEDCO-120-IN-DT-0009 | BK-GCS-PEDCO-120-IN-DT-0009 | BK-GCS-PEDCO-120-IN-PY-0003 | BK-GCS-PEDCO-120-IN-PY-0003 | BK-GCS-PEDCO-120-IN-PY-0003 | BK-GCS-PEDCO-120-IN-PY-0003 | BK-GCS-PEDCO-120-IN-PY-0003 | 62 | 62 | 54.8 | 54.8 | 175 | 175 | 149.5/142.3 | 149.5/142.3 | D02
276 | 2nd Stage Gas Compression Compressors | 2nd Stage Gas Compression Compressors | 2nd Stage Gas Compression Compressors | PIT-2134B | PIT-2134B | Pressure Indicating Transmitter | Pressure Indicating Transmitter | GAS-111-0051B-FN05-6"-IS | GAS-111-0051B-FN05-6"-IS | GAS-111-0051B-FN05-6"-IS | GAS-111-0051B-FN05-6"-IS | GAS-111-0051B-FN05-6"-IS | BK-GCS-PEDCO-120-PR-PI-0010 (2 of 3) | BK-GCS-PEDCO-120-PR-PI-0010 (2 of 3) | BK-GCS-PEDCO-120-PR-PI-0010 (2 of 3) | BK-GCS-PEDCO-120-PR-PI-0010 (2 of 3) | BK-GCS-PEDCO-120-PR-PI-0010 (2 of 3) | BK-GCS-PEDCO-120-PR-PI-0010 (2 of 3) | GAS | GAS | GAS | BK-GCS-PEDCO-120-IN-DT-0004 | BK-GCS-PEDCO-120-IN-DT-0004 | BK-GCS-PEDCO-120-IN-DT-0004 | BK-GCS-PEDCO-120-IN-DT-0004 | BK-GCS-PEDCO-120-IN-PY-0003 | BK-GCS-PEDCO-120-IN-PY-0003 | BK-GCS-PEDCO-120-IN-PY-0003 | BK-GCS-PEDCO-120-IN-PY-0003 | BK-GCS-PEDCO-120-IN-PY-0003 | 62 | 62 | 54.8 | 54.8 | 175 | 175 | 149.5/142.3 | 149.5/142.3 | D02
277 | 2nd Stage Gas Compression Compressors | 2nd Stage Gas Compression Compressors | 2nd Stage Gas Compression Compressors | TIT-2134B | TIT-2134B | Temperature Indicating Transmitter | Temperature Indicating Transmitter | GAS-111-0051B-FN05-6"-IS | GAS-111-0051B-FN05-6"-IS | GAS-111-0051B-FN05-6"-IS | GAS-111-0051B-FN05-6"-IS | GAS-111-0051B-FN05-6"-IS | BK-GCS-PEDCO-120-PR-PI-0010 (2 of 3) | BK-GCS-PEDCO-120-PR-PI-0010 (2 of 3) | BK-GCS-PEDCO-120-PR-PI-0010 (2 of 3) | BK-GCS-PEDCO-120-PR-PI-0010 (2 of 3) | BK-GCS-PEDCO-120-PR-PI-0010 (2 of 3) | BK-GCS-PEDCO-120-PR-PI-0010 (2 of 3) | GAS | GAS | GAS | BK-GCS-PEDCO-120-IN-DT-0005 | BK-GCS-PEDCO-120-IN-DT-0005 | BK-GCS-PEDCO-120-IN-DT-0005 | BK-GCS-PEDCO-120-IN-DT-0005 | BK-GCS-PEDCO-120-IN-PY-0003 | BK-GCS-PEDCO-120-IN-PY-0003 | BK-GCS-PEDCO-120-IN-PY-0003 | BK-GCS-PEDCO-120-IN-PY-0003 | BK-GCS-PEDCO-120-IN-PY-0003 | 62 | 62 | 54.8 | 54.8 | 175 | 175 | 149.5/142.3 | 149.5/142.3 | D02
278 | 2nd Stage Gas Compression Compressors | 2nd Stage Gas Compression Compressors | 2nd Stage Gas Compression Compressors | TG-2133B | TG-2133B | Temperature Gauge | Temperature Gauge | GAS-111-0051B-FN05-6"-IS | GAS-111-0051B-FN05-6"-IS | GAS-111-0051B-FN05-6"-IS | GAS-111-0051B-FN05-6"-IS | GAS-111-0051B-FN05-6"-IS | BK-GCS-PEDCO-120-PR-PI-0010 (2 of 3) | BK-GCS-PEDCO-120-PR-PI-0010 (2 of 3) | BK-GCS-PEDCO-120-PR-PI-0010 (2 of 3) | BK-GCS-PEDCO-120-PR-PI-0010 (2 of 3) | BK-GCS-PEDCO-120-PR-PI-0010 (2 of 3) | BK-GCS-PEDCO-120-PR-PI-0010 (2 of 3) | GAS | GAS | GAS | BK-GCS-PEDCO-120-IN-DT-0002 | BK-GCS-PEDCO-120-IN-DT-0002 | BK-GCS-PEDCO-120-IN-DT-0002 | BK-GCS-PEDCO-120-IN-DT-0002 | BK-GCS-PEDCO-120-IN-PY-0003 | BK-GCS-PEDCO-120-IN-PY-0003 | BK-GCS-PEDCO-120-IN-PY-0003 | BK-GCS-PEDCO-120-IN-PY-0003 | BK-GCS-PEDCO-120-IN-PY-0003 | 62 | 62 | 54.8 | 54.8 | 175 | 175 | 149.5/142.3 | 149.5/142.3 | D02
279 | 2nd Stage Gas Compression Compressors | 2nd Stage Gas Compression Compressors | 2nd Stage Gas Compression Compressors | PG-2133B | PG-2133B | Pressure Gauge | Pressure Gauge | GAS-111-0051B-FN05-6"-IS | GAS-111-0051B-FN05-6"-IS | GAS-111-0051B-FN05-6"-IS | GAS-111-0051B-FN05-6"-IS | GAS-111-0051B-FN05-6"-IS | BK-GCS-PEDCO-120-PR-PI-0010 (2 of 3) | BK-GCS-PEDCO-120-PR-PI-0010 (2 of 3) | BK-GCS-PEDCO-120-PR-PI-0010 (2 of 3) | BK-GCS-PEDCO-120-PR-PI-0010 (2 of 3) | BK-GCS-PEDCO-120-PR-PI-0010 (2 of 3) | BK-GCS-PEDCO-120-PR-PI-0010 (2 of 3) | GAS | GAS | GAS | BK-GCS-PEDCO-120-IN-DT-0001 | BK-GCS-PEDCO-120-IN-DT-0001 | BK-GCS-PEDCO-120-IN-DT-0001 | BK-GCS-PEDCO-120-IN-DT-0001 | BK-GCS-PEDCO-120-IN-PY-0003 | BK-GCS-PEDCO-120-IN-PY-0003 | BK-GCS-PEDCO-120-IN-PY-0003 | BK-GCS-PEDCO-120-IN-PY-0003 | BK-GCS-PEDCO-120-IN-PY-0003 | 62 | 62 | 54.8 | 54.8 | 175 | 175 | 149.5/142.3 | 149.5/142.3 | D02
280 | 2nd Stage Gas Compression Compressors | 2nd Stage Gas Compression Compressors | 2nd Stage Gas Compression Compressors | TG-2132C | TG-2132C | Temperature Gauge | Temperature Gauge | GAS-111-0044C-CN05-6"-ET | GAS-111-0044C-CN05-6"-ET | GAS-111-0044C-CN05-6"-ET | GAS-111-0044C-CN05-6"-ET | GAS-111-0044C-CN05-6"-ET | BK-GCS-PEDCO-120-PR-PI-0010 (3 of 3) | BK-GCS-PEDCO-120-PR-PI-0010 (3 of 3) | BK-GCS-PEDCO-120-PR-PI-0010 (3 of 3) | BK-GCS-PEDCO-120-PR-PI-0010 (3 of 3) | BK-GCS-PEDCO-120-PR-PI-0010 (3 of 3) | BK-GCS-PEDCO-120-PR-PI-0010 (3 of 3) | GAS | GAS | GAS | BK-GCS-PEDCO-120-IN-DT-0002 | BK-GCS-PEDCO-120-IN-DT-0002 | BK-GCS-PEDCO-120-IN-DT-0002 | BK-GCS-PEDCO-120-IN-DT-0002 | BK-GCS-PEDCO-120-IN-PY-0003 | BK-GCS-PEDCO-120-IN-PY-0003 | BK-GCS-PEDCO-120-IN-PY-0003 | BK-GCS-PEDCO-120-IN-PY-0003 | BK-GCS-PEDCO-120-IN-PY-0003 | F.V/22 | F.V/22 | 18.1 | 18.1 | 115.5 | 115.5 | 59.88 | 59.88 | D02
281 | 2nd Stage Gas Compression Compressors | 2nd Stage Gas Compression Compressors | 2nd Stage Gas Compression Compressors | TIT-2131C | TIT-2131C | Temperature Indicating Transmitter | Temperature Indicating Transmitter | GAS-111-0044C-CN05-6"-ET | GAS-111-0044C-CN05-6"-ET | GAS-111-0044C-CN05-6"-ET | GAS-111-0044C-CN05-6"-ET | GAS-111-0044C-CN05-6"-ET | BK-GCS-PEDCO-120-PR-PI-0010 (3 of 3) | BK-GCS-PEDCO-120-PR-PI-0010 (3 of 3) | BK-GCS-PEDCO-120-PR-PI-0010 (3 of 3) | BK-GCS-PEDCO-120-PR-PI-0010 (3 of 3) | BK-GCS-PEDCO-120-PR-PI-0010 (3 of 3) | BK-GCS-PEDCO-120-PR-PI-0010 (3 of 3) | GAS | GAS | GAS | BK-GCS-PEDCO-120-IN-DT-0005 | BK-GCS-PEDCO-120-IN-DT-0005 | BK-GCS-PEDCO-120-IN-DT-0005 | BK-GCS-PEDCO-120-IN-DT-0005 | BK-GCS-PEDCO-120-IN-PY-0003 | BK-GCS-PEDCO-120-IN-PY-0003 | BK-GCS-PEDCO-120-IN-PY-0003 | BK-GCS-PEDCO-120-IN-PY-0003 | BK-GCS-PEDCO-120-IN-PY-0003 | F.V/22 | F.V/22 | 18.1 | 18.1 | 115.5 | 115.5 | 59.88 | 59.88 | D02
282 | 2nd Stage Gas Compression Compressors | 2nd Stage Gas Compression Compressors | 2nd Stage Gas Compression Compressors | PIT-2131C | PIT-2131C | Pressure Indicating Transmitter | Pressure Indicating Transmitter | GAS-111-0044C-CN05-6"-ET | GAS-111-0044C-CN05-6"-ET | GAS-111-0044C-CN05-6"-ET | GAS-111-0044C-CN05-6"-ET | GAS-111-0044C-CN05-6"-ET | BK-GCS-PEDCO-120-PR-PI-0010 (3 of 3) | BK-GCS-PEDCO-120-PR-PI-0010 (3 of 3) | BK-GCS-PEDCO-120-PR-PI-0010 (3 of 3) | BK-GCS-PEDCO-120-PR-PI-0010 (3 of 3) | BK-GCS-PEDCO-120-PR-PI-0010 (3 of 3) | BK-GCS-PEDCO-120-PR-PI-0010 (3 of 3) | GAS | GAS | GAS | BK-GCS-PEDCO-120-IN-DT-0004 | BK-GCS-PEDCO-120-IN-DT-0004 | BK-GCS-PEDCO-120-IN-DT-0004 | BK-GCS-PEDCO-120-IN-DT-0004 | BK-GCS-PEDCO-120-IN-PY-0003 | BK-GCS-PEDCO-120-IN-PY-0003 | BK-GCS-PEDCO-120-IN-PY-0003 | BK-GCS-PEDCO-120-IN-PY-0003 | BK-GCS-PEDCO-120-IN-PY-0003 | F.V/22 | F.V/22 | 18.1 | 18.1 | 115.5 | 115.5 | 59.88 | 59.88 | D02
283 | 2nd Stage Gas Compression Compressors | 2nd Stage Gas Compression Compressors | 2nd Stage Gas Compression Compressors | PG-2132C | PG-2132C | Pressure Gauge | Pressure Gauge | GAS-111-0044C-CN05-6"-ET | GAS-111-0044C-CN05-6"-ET | GAS-111-0044C-CN05-6"-ET | GAS-111-0044C-CN05-6"-ET | GAS-111-0044C-CN05-6"-ET | BK-GCS-PEDCO-120-PR-PI-0010 (3 of 3) | BK-GCS-PEDCO-120-PR-PI-0010 (3 of 3) | BK-GCS-PEDCO-120-PR-PI-0010 (3 of 3) | BK-GCS-PEDCO-120-PR-PI-0010 (3 of 3) | BK-GCS-PEDCO-120-PR-PI-0010 (3 of 3) | BK-GCS-PEDCO-120-PR-PI-0010 (3 of 3) | GAS | GAS | GAS | BK-GCS-PEDCO-120-IN-DT-0001 | BK-GCS-PEDCO-120-IN-DT-0001 | BK-GCS-PEDCO-120-IN-DT-0001 | BK-GCS-PEDCO-120-IN-DT-0001 | BK-GCS-PEDCO-120-IN-PY-0003 | BK-GCS-PEDCO-120-IN-PY-0003 | BK-GCS-PEDCO-120-IN-PY-0003 | BK-GCS-PEDCO-120-IN-PY-0003 | BK-GCS-PEDCO-120-IN-PY-0003 | F.V/22 | F.V/22 | 18.1 | 18.1 | 115.5 | 115.5 | 59.88 | 59.88 | D02
284 | 2nd Stage Gas Compression Compressors | 2nd Stage Gas Compression Compressors | 2nd Stage Gas Compression Compressors | PSV-2132C | PSV-2132C | Pressure Safety Valve | Pressure Safety Valve | GAS-111-0047C-FN05-2"-PT | GAS-111-0047C-FN05-2"-PT | GAS-111-0047C-FN05-2"-PT | GAS-111-0047C-FN05-2"-PT | GAS-111-0047C-FN05-2"-PT | BK-GCS-PEDCO-120-PR-PI-0010 (3 of 3) | BK-GCS-PEDCO-120-PR-PI-0010 (3 of 3) | BK-GCS-PEDCO-120-PR-PI-0010 (3 of 3) | BK-GCS-PEDCO-120-PR-PI-0010 (3 of 3) | BK-GCS-PEDCO-120-PR-PI-0010 (3 of 3) | BK-GCS-PEDCO-120-PR-PI-0010 (3 of 3) | GAS | GAS | GAS | BK-GCS-PEDCO-120-IN-DT-0009 | BK-GCS-PEDCO-120-IN-DT-0009 | BK-GCS-PEDCO-120-IN-DT-0009 | BK-GCS-PEDCO-120-IN-DT-0009 | BK-GCS-PEDCO-120-IN-PY-0003 | BK-GCS-PEDCO-120-IN-PY-0003 | BK-GCS-PEDCO-120-IN-PY-0003 | BK-GCS-PEDCO-120-IN-PY-0003 | BK-GCS-PEDCO-120-IN-PY-0003 | 62 | 62 | 54.8 | 54.8 | 175 | 175 | 149.5/142.3 | 149.5/142.3 | D02
285 | 2nd Stage Gas Compression Compressors | 2nd Stage Gas Compression Compressors | 2nd Stage Gas Compression Compressors | PSV-2133C | PSV-2133C | Pressure Safety Valve | Pressure Safety Valve | GAS-111-0048C-FN05-2"-PT | GAS-111-0048C-FN05-2"-PT | GAS-111-0048C-FN05-2"-PT | GAS-111-0048C-FN05-2"-PT | GAS-111-0048C-FN05-2"-PT | BK-GCS-PEDCO-120-PR-PI-0010 (3 of 3) | BK-GCS-PEDCO-120-PR-PI-0010 (3 of 3) | BK-GCS-PEDCO-120-PR-PI-0010 (3 of 3) | BK-GCS-PEDCO-120-PR-PI-0010 (3 of 3) | BK-GCS-PEDCO-120-PR-PI-0010 (3 of 3) | BK-GCS-PEDCO-120-PR-PI-0010 (3 of 3) | GAS | GAS | GAS | BK-GCS-PEDCO-120-IN-DT-0009 | BK-GCS-PEDCO-120-IN-DT-0009 | BK-GCS-PEDCO-120-IN-DT-0009 | BK-GCS-PEDCO-120-IN-DT-0009 | BK-GCS-PEDCO-120-IN-PY-0003 | BK-GCS-PEDCO-120-IN-PY-0003 | BK-GCS-PEDCO-120-IN-PY-0003 | BK-GCS-PEDCO-120-IN-PY-0003 | BK-GCS-PEDCO-120-IN-PY-0003 | 62 | 62 | 54.8 | 54.8 | 175 | 175 | 149.5/142.3 | 149.5/142.3 | D02
286 | 2nd Stage Gas Compression Compressors | 2nd Stage Gas Compression Compressors | 2nd Stage Gas Compression Compressors | PIT-2134C | PIT-2134C | Pressure Indicating Transmitter | Pressure Indicating Transmitter | GAS-111-0051C-FN05-6"-IS | GAS-111-0051C-FN05-6"-IS | GAS-111-0051C-FN05-6"-IS | GAS-111-0051C-FN05-6"-IS | GAS-111-0051C-FN05-6"-IS | BK-GCS-PEDCO-120-PR-PI-0010 (3 of 3) | BK-GCS-PEDCO-120-PR-PI-0010 (3 of 3) | BK-GCS-PEDCO-120-PR-PI-0010 (3 of 3) | BK-GCS-PEDCO-120-PR-PI-0010 (3 of 3) | BK-GCS-PEDCO-120-PR-PI-0010 (3 of 3) | BK-GCS-PEDCO-120-PR-PI-0010 (3 of 3) | GAS | GAS | GAS | BK-GCS-PEDCO-120-IN-DT-0004 | BK-GCS-PEDCO-120-IN-DT-0004 | BK-GCS-PEDCO-120-IN-DT-0004 | BK-GCS-PEDCO-120-IN-DT-0004 | BK-GCS-PEDCO-120-IN-PY-0003 | BK-GCS-PEDCO-120-IN-PY-0003 | BK-GCS-PEDCO-120-IN-PY-0003 | BK-GCS-PEDCO-120-IN-PY-0003 | BK-GCS-PEDCO-120-IN-PY-0003 | 62 | 62 | 54.8 | 54.8 | 175 | 175 | 149.5/142.3 | 149.5/142.3 | D02
287 | 2nd Stage Gas Compression Compressors | 2nd Stage Gas Compression Compressors | 2nd Stage Gas Compression Compressors | TIT-2134C | TIT-2134C | Temperature Indicating Transmitter | Temperature Indicating Transmitter | GAS-111-0051C-FN05-6"-IS | GAS-111-0051C-FN05-6"-IS | GAS-111-0051C-FN05-6"-IS | GAS-111-0051C-FN05-6"-IS | GAS-111-0051C-FN05-6"-IS | BK-GCS-PEDCO-120-PR-PI-0010 (3 of 3) | BK-GCS-PEDCO-120-PR-PI-0010 (3 of 3) | BK-GCS-PEDCO-120-PR-PI-0010 (3 of 3) | BK-GCS-PEDCO-120-PR-PI-0010 (3 of 3) | BK-GCS-PEDCO-120-PR-PI-0010 (3 of 3) | BK-GCS-PEDCO-120-PR-PI-0010 (3 of 3) | GAS | GAS | GAS | BK-GCS-PEDCO-120-IN-DT-0005 | BK-GCS-PEDCO-120-IN-DT-0005 | BK-GCS-PEDCO-120-IN-DT-0005 | BK-GCS-PEDCO-120-IN-DT-0005 | BK-GCS-PEDCO-120-IN-PY-0003 | BK-GCS-PEDCO-120-IN-PY-0003 | BK-GCS-PEDCO-120-IN-PY-0003 | BK-GCS-PEDCO-120-IN-PY-0003 | BK-GCS-PEDCO-120-IN-PY-0003 | 62 | 62 | 54.8 | 54.8 | 175 | 175 | 149.5/142.3 | 149.5/142.3 | D02
288 | 2nd Stage Gas Compression Compressors | 2nd Stage Gas Compression Compressors | 2nd Stage Gas Compression Compressors | TG-2133C | TG-2133C | Temperature Gauge | Temperature Gauge | GAS-111-0051C-FN05-6"-IS | GAS-111-0051C-FN05-6"-IS | GAS-111-0051C-FN05-6"-IS | GAS-111-0051C-FN05-6"-IS | GAS-111-0051C-FN05-6"-IS | BK-GCS-PEDCO-120-PR-PI-0010 (3 of 3) | BK-GCS-PEDCO-120-PR-PI-0010 (3 of 3) | BK-GCS-PEDCO-120-PR-PI-0010 (3 of 3) | BK-GCS-PEDCO-120-PR-PI-0010 (3 of 3) | BK-GCS-PEDCO-120-PR-PI-0010 (3 of 3) | BK-GCS-PEDCO-120-PR-PI-0010 (3 of 3) | GAS | GAS | GAS | BK-GCS-PEDCO-120-IN-DT-0002 | BK-GCS-PEDCO-120-IN-DT-0002 | BK-GCS-PEDCO-120-IN-DT-0002 | BK-GCS-PEDCO-120-IN-DT-0002 | BK-GCS-PEDCO-120-IN-PY-0003 | BK-GCS-PEDCO-120-IN-PY-0003 | BK-GCS-PEDCO-120-IN-PY-0003 | BK-GCS-PEDCO-120-IN-PY-0003 | BK-GCS-PEDCO-120-IN-PY-0003 | 62 | 62 | 54.8 | 54.8 | 175 | 175 | 149.5/142.3 | 149.5/142.3 | D02
289 | 2nd Stage Gas Compression Compressors | 2nd Stage Gas Compression Compressors | 2nd Stage Gas Compression Compressors | PG-2133C | PG-2133C | Pressure Gauge | Pressure Gauge | GAS-111-0051C-FN05-6"-IS | GAS-111-0051C-FN05-6"-IS | GAS-111-0051C-FN05-6"-IS | GAS-111-0051C-FN05-6"-IS | GAS-111-0051C-FN05-6"-IS | BK-GCS-PEDCO-120-PR-PI-0010 (3 of 3) | BK-GCS-PEDCO-120-PR-PI-0010 (3 of 3) | BK-GCS-PEDCO-120-PR-PI-0010 (3 of 3) | BK-GCS-PEDCO-120-PR-PI-0010 (3 of 3) | BK-GCS-PEDCO-120-PR-PI-0010 (3 of 3) | BK-GCS-PEDCO-120-PR-PI-0010 (3 of 3) | GAS | GAS | GAS | BK-GCS-PEDCO-120-IN-DT-0001 | BK-GCS-PEDCO-120-IN-DT-0001 | BK-GCS-PEDCO-120-IN-DT-0001 | BK-GCS-PEDCO-120-IN-DT-0001 | BK-GCS-PEDCO-120-IN-PY-0003 | BK-GCS-PEDCO-120-IN-PY-0003 | BK-GCS-PEDCO-120-IN-PY-0003 | BK-GCS-PEDCO-120-IN-PY-0003 | BK-GCS-PEDCO-120-IN-PY-0003 | 62 | 62 | 54.8 | 54.8 | 175 | 175 | 149.5/142.3 | 149.5/142.3 | D02
290 | 2nd Stage Gas Compression Air Coolers | 2nd Stage Gas Compression Air Coolers | 2nd Stage Gas Compression Air Coolers | TIT-2135A | TIT-2135A | Temperature Indicating Transmitter | Temperature Indicating Transmitter | GAS-111-0058A-FS00-6"-NP | GAS-111-0058A-FS00-6"-NP | GAS-111-0058A-FS00-6"-NP | GAS-111-0058A-FS00-6"-NP | GAS-111-0058A-FS00-6"-NP | BK-GCS-PEDCO-120-PR-PI-0011 (1 of 3) | BK-GCS-PEDCO-120-PR-PI-0011 (1 of 3) | BK-GCS-PEDCO-120-PR-PI-0011 (1 of 3) | BK-GCS-PEDCO-120-PR-PI-0011 (1 of 3) | BK-GCS-PEDCO-120-PR-PI-0011 (1 of 3) | BK-GCS-PEDCO-120-PR-PI-0011 (1 of 3) | GAS | GAS | GAS | BK-GCS-PEDCO-120-IN-DT-0005 | BK-GCS-PEDCO-120-IN-DT-0005 | BK-GCS-PEDCO-120-IN-DT-0005 | BK-GCS-PEDCO-120-IN-DT-0005 | BK-GCS-PEDCO-120-IN-PY-0003 | BK-GCS-PEDCO-120-IN-PY-0003 | BK-GCS-PEDCO-120-IN-PY-0003 | BK-GCS-PEDCO-120-IN-PY-0003 | BK-GCS-PEDCO-120-IN-PY-0003 | 62 | 62 | 54.1 | 54.1 | 175 | 175 | 60 | 60 | D02
291 | 2nd Stage Gas Compression Air Coolers | 2nd Stage Gas Compression Air Coolers | 2nd Stage Gas Compression Air Coolers | TIT-2136A | TIT-2136A | Temperature Indicating Transmitter | Temperature Indicating Transmitter | GAS-111-0058A-FS00-6"-NP | GAS-111-0058A-FS00-6"-NP | GAS-111-0058A-FS00-6"-NP | GAS-111-0058A-FS00-6"-NP | GAS-111-0058A-FS00-6"-NP | BK-GCS-PEDCO-120-PR-PI-0011 (1 of 3) | BK-GCS-PEDCO-120-PR-PI-0011 (1 of 3) | BK-GCS-PEDCO-120-PR-PI-0011 (1 of 3) | BK-GCS-PEDCO-120-PR-PI-0011 (1 of 3) | BK-GCS-PEDCO-120-PR-PI-0011 (1 of 3) | BK-GCS-PEDCO-120-PR-PI-0011 (1 of 3) | GAS | GAS | GAS | BK-GCS-PEDCO-120-IN-DT-0005 | BK-GCS-PEDCO-120-IN-DT-0005 | BK-GCS-PEDCO-120-IN-DT-0005 | BK-GCS-PEDCO-120-IN-DT-0005 | BK-GCS-PEDCO-120-IN-PY-0003 | BK-GCS-PEDCO-120-IN-PY-0003 | BK-GCS-PEDCO-120-IN-PY-0003 | BK-GCS-PEDCO-120-IN-PY-0003 | BK-GCS-PEDCO-120-IN-PY-0003 | 62 | 62 | 54.1 | 54.1 | 175 | 175 | 60 | 60 | D02
292 | 2nd Stage Gas Compression Air Coolers | 2nd Stage Gas Compression Air Coolers | 2nd Stage Gas Compression Air Coolers | TG-2134A | TG-2134A | Temperature Gauge | Temperature Gauge | GAS-111-0058A-FS00-6"-NP | GAS-111-0058A-FS00-6"-NP | GAS-111-0058A-FS00-6"-NP | GAS-111-0058A-FS00-6"-NP | GAS-111-0058A-FS00-6"-NP | BK-GCS-PEDCO-120-PR-PI-0011 (1 of 3) | BK-GCS-PEDCO-120-PR-PI-0011 (1 of 3) | BK-GCS-PEDCO-120-PR-PI-0011 (1 of 3) | BK-GCS-PEDCO-120-PR-PI-0011 (1 of 3) | BK-GCS-PEDCO-120-PR-PI-0011 (1 of 3) | BK-GCS-PEDCO-120-PR-PI-0011 (1 of 3) | GAS | GAS | GAS | BK-GCS-PEDCO-120-IN-DT-0002 | BK-GCS-PEDCO-120-IN-DT-0002 | BK-GCS-PEDCO-120-IN-DT-0002 | BK-GCS-PEDCO-120-IN-DT-0002 | BK-GCS-PEDCO-120-IN-PY-0003 | BK-GCS-PEDCO-120-IN-PY-0003 | BK-GCS-PEDCO-120-IN-PY-0003 | BK-GCS-PEDCO-120-IN-PY-0003 | BK-GCS-PEDCO-120-IN-PY-0003 | 62 | 62 | 54.1 | 54.1 | 175 | 175 | 60 | 60 | D02
293 | 2nd Stage Gas Compression Air Coolers | 2nd Stage Gas Compression Air Coolers | 2nd Stage Gas Compression Air Coolers | PG-2134A | PG-2134A | Pressure Gauge | Pressure Gauge | GAS-111-0058A-FS00-6"-NP | GAS-111-0058A-FS00-6"-NP | GAS-111-0058A-FS00-6"-NP | GAS-111-0058A-FS00-6"-NP | GAS-111-0058A-FS00-6"-NP | BK-GCS-PEDCO-120-PR-PI-0011 (1 of 3) | BK-GCS-PEDCO-120-PR-PI-0011 (1 of 3) | BK-GCS-PEDCO-120-PR-PI-0011 (1 of 3) | BK-GCS-PEDCO-120-PR-PI-0011 (1 of 3) | BK-GCS-PEDCO-120-PR-PI-0011 (1 of 3) | BK-GCS-PEDCO-120-PR-PI-0011 (1 of 3) | GAS | GAS | GAS | BK-GCS-PEDCO-120-IN-DT-0001 | BK-GCS-PEDCO-120-IN-DT-0001 | BK-GCS-PEDCO-120-IN-DT-0001 | BK-GCS-PEDCO-120-IN-DT-0001 | BK-GCS-PEDCO-120-IN-PY-0003 | BK-GCS-PEDCO-120-IN-PY-0003 | BK-GCS-PEDCO-120-IN-PY-0003 | BK-GCS-PEDCO-120-IN-PY-0003 | BK-GCS-PEDCO-120-IN-PY-0003 | 62 | 62 | 54.1 | 54.1 | 175 | 175 | 60 | 60 | D02
294 | 2nd Stage Gas Compression Air Coolers | 2nd Stage Gas Compression Air Coolers | 2nd Stage Gas Compression Air Coolers | FG-2132A | FG-2132A | Rotameter | Rotameter | CHM-112-0005A-FS00-3/4"-NP | CHM-112-0005A-FS00-3/4"-NP | CHM-112-0005A-FS00-3/4"-NP | CHM-112-0005A-FS00-3/4"-NP | CHM-112-0005A-FS00-3/4"-NP | BK-GCS-PEDCO-120-PR-PI-0011 (1 of 3) | BK-GCS-PEDCO-120-PR-PI-0011 (1 of 3) | BK-GCS-PEDCO-120-PR-PI-0011 (1 of 3) | BK-GCS-PEDCO-120-PR-PI-0011 (1 of 3) | BK-GCS-PEDCO-120-PR-PI-0011 (1 of 3) | BK-GCS-PEDCO-120-PR-PI-0011 (1 of 3) | LIQUID | LIQUID | LIQUID | BK-GCS-PEDCO-120-IN-DT-0018 | BK-GCS-PEDCO-120-IN-DT-0018 | BK-GCS-PEDCO-120-IN-DT-0018 | BK-GCS-PEDCO-120-IN-DT-0018 | BK-GCS-PEDCO-120-IN-PY-0003 | BK-GCS-PEDCO-120-IN-PY-0003 | BK-GCS-PEDCO-120-IN-PY-0003 | BK-GCS-PEDCO-120-IN-PY-0003 | BK-GCS-PEDCO-120-IN-PY-0003 | 62 | 62 | ATM | ATM | 55 | 55 | AMB | AMB | D02
295 | 2nd Stage Gas Compression Air Coolers | 2nd Stage Gas Compression Air Coolers | 2nd Stage Gas Compression Air Coolers | PIT-2135A | PIT-2135A | Pressure Indicating Transmitter | Pressure Indicating Transmitter | GAS-111-0057A-FS00-4"-NP | GAS-111-0057A-FS00-4"-NP | GAS-111-0057A-FS00-4"-NP | GAS-111-0057A-FS00-4"-NP | GAS-111-0057A-FS00-4"-NP | BK-GCS-PEDCO-120-PR-PI-0011 (1 of 3) | BK-GCS-PEDCO-120-PR-PI-0011 (1 of 3) | BK-GCS-PEDCO-120-PR-PI-0011 (1 of 3) | BK-GCS-PEDCO-120-PR-PI-0011 (1 of 3) | BK-GCS-PEDCO-120-PR-PI-0011 (1 of 3) | BK-GCS-PEDCO-120-PR-PI-0011 (1 of 3) | GAS | GAS | GAS | BK-GCS-PEDCO-120-IN-DT-0004 | BK-GCS-PEDCO-120-IN-DT-0004 | BK-GCS-PEDCO-120-IN-DT-0004 | BK-GCS-PEDCO-120-IN-DT-0004 | BK-GCS-PEDCO-120-IN-PY-0003 | BK-GCS-PEDCO-120-IN-PY-0003 | BK-GCS-PEDCO-120-IN-PY-0003 | BK-GCS-PEDCO-120-IN-PY-0003 | BK-GCS-PEDCO-120-IN-PY-0003 | 62 | 62 | 54.1 | 54.1 | 175 | 175 | 60 | 60 | D02
296 | 2nd Stage Gas Compression Air Coolers | 2nd Stage Gas Compression Air Coolers | 2nd Stage Gas Compression Air Coolers | PCV-2135 | PCV-2135 | Pressure Control Valve | Pressure Control Valve | GAS-111-0057A-FS00-4"-NP | GAS-111-0057A-FS00-4"-NP | GAS-111-0057A-FS00-4"-NP | GAS-111-0057A-FS00-4"-NP | GAS-111-0057A-FS00-4"-NP | BK-GCS-PEDCO-120-PR-PI-0011 (1 of 3) | BK-GCS-PEDCO-120-PR-PI-0011 (1 of 3) | BK-GCS-PEDCO-120-PR-PI-0011 (1 of 3) | BK-GCS-PEDCO-120-PR-PI-0011 (1 of 3) | BK-GCS-PEDCO-120-PR-PI-0011 (1 of 3) | BK-GCS-PEDCO-120-PR-PI-0011 (1 of 3) | GAS | GAS | GAS | BK-GCS-PEDCO-120-IN-DT-0011 | BK-GCS-PEDCO-120-IN-DT-0011 | BK-GCS-PEDCO-120-IN-DT-0011 | BK-GCS-PEDCO-120-IN-DT-0011 | BK-GCS-PEDCO-120-IN-PY-0003 | BK-GCS-PEDCO-120-IN-PY-0003 | BK-GCS-PEDCO-120-IN-PY-0003 | BK-GCS-PEDCO-120-IN-PY-0003 | BK-GCS-PEDCO-120-IN-PY-0003 | 62 | 62 | 54.1 | 54.1 | 175 | 175 | 60 | 60 | D02
297 | 2nd Stage Gas Compression Air Coolers | 2nd Stage Gas Compression Air Coolers | 2nd Stage Gas Compression Air Coolers | RO-2133A | RO-2133A | Restriction Orifice | Restriction Orifice | FL-112-0023A-AN07-2''-PT | FL-112-0023A-AN07-2''-PT | FL-112-0023A-AN07-2''-PT | FL-112-0023A-AN07-2''-PT | FL-112-0023A-AN07-2''-PT | BK-GCS-PEDCO-120-PR-PI-0011 (1 of 3) | BK-GCS-PEDCO-120-PR-PI-0011 (1 of 3) | BK-GCS-PEDCO-120-PR-PI-0011 (1 of 3) | BK-GCS-PEDCO-120-PR-PI-0011 (1 of 3) | BK-GCS-PEDCO-120-PR-PI-0011 (1 of 3) | BK-GCS-PEDCO-120-PR-PI-0011 (1 of 3) | GAS | GAS | GAS | BK-GCS-PEDCO-120-IN-DT-0013 | BK-GCS-PEDCO-120-IN-DT-0013 | BK-GCS-PEDCO-120-IN-DT-0013 | BK-GCS-PEDCO-120-IN-DT-0013 | BK-GCS-PEDCO-120-IN-PY-0003 | BK-GCS-PEDCO-120-IN-PY-0003 | BK-GCS-PEDCO-120-IN-PY-0003 | BK-GCS-PEDCO-120-IN-PY-0003 | BK-GCS-PEDCO-120-IN-PY-0003 | 62 | 62 | 54.1 | 54.1 | 175 | 175 | 60 | 60 | D02
298 | 2nd Stage Gas Compression Air Coolers | 2nd Stage Gas Compression Air Coolers | 2nd Stage Gas Compression Air Coolers | BZSC-2132A | BZSC-2132A | Limit Switch Close (Included in blowdown Valve) | Limit Switch Close (Included in blowdown Valve) | GAS-111-0054A-FS00-2"-NP | GAS-111-0054A-FS00-2"-NP | GAS-111-0054A-FS00-2"-NP | GAS-111-0054A-FS00-2"-NP | GAS-111-0054A-FS00-2"-NP | BK-GCS-PEDCO-120-PR-PI-0011 (1 of 3) | BK-GCS-PEDCO-120-PR-PI-0011 (1 of 3) | BK-GCS-PEDCO-120-PR-PI-0011 (1 of 3) | BK-GCS-PEDCO-120-PR-PI-0011 (1 of 3) | BK-GCS-PEDCO-120-PR-PI-0011 (1 of 3) | BK-GCS-PEDCO-120-PR-PI-0011 (1 of 3) | GAS | GAS | GAS | BK-GCS-PEDCO-120-IN-DT-0010 | BK-GCS-PEDCO-120-IN-DT-0010 | BK-GCS-PEDCO-120-IN-DT-0010 | BK-GCS-PEDCO-120-IN-DT-0010 | BK-GCS-PEDCO-120-IN-PY-0003 | BK-GCS-PEDCO-120-IN-PY-0003 | BK-GCS-PEDCO-120-IN-PY-0003 | BK-GCS-PEDCO-120-IN-PY-0003 | BK-GCS-PEDCO-120-IN-PY-0003 | 62 | 62 | 54.1 | 54.1 | 175 | 175 | 60 | 60 | D02
299 | 2nd Stage Gas Compression Air Coolers | 2nd Stage Gas Compression Air Coolers | 2nd Stage Gas Compression Air Coolers | BZSO-2132A | BZSO-2132A | Limit Switch Open (Included in blowdown Valve) | Limit Switch Open (Included in blowdown Valve) | GAS-111-0054A-FS00-2"-NP | GAS-111-0054A-FS00-2"-NP | GAS-111-0054A-FS00-2"-NP | GAS-111-0054A-FS00-2"-NP | GAS-111-0054A-FS00-2"-NP | BK-GCS-PEDCO-120-PR-PI-0011 (1 of 3) | BK-GCS-PEDCO-120-PR-PI-0011 (1 of 3) | BK-GCS-PEDCO-120-PR-PI-0011 (1 of 3) | BK-GCS-PEDCO-120-PR-PI-0011 (1 of 3) | BK-GCS-PEDCO-120-PR-PI-0011 (1 of 3) | BK-GCS-PEDCO-120-PR-PI-0011 (1 of 3) | GAS | GAS | GAS | BK-GCS-PEDCO-120-IN-DT-0010 | BK-GCS-PEDCO-120-IN-DT-0010 | BK-GCS-PEDCO-120-IN-DT-0010 | BK-GCS-PEDCO-120-IN-DT-0010 | BK-GCS-PEDCO-120-IN-PY-0003 | BK-GCS-PEDCO-120-IN-PY-0003 | BK-GCS-PEDCO-120-IN-PY-0003 | BK-GCS-PEDCO-120-IN-PY-0003 | BK-GCS-PEDCO-120-IN-PY-0003 | 62 | 62 | 54.1 | 54.1 | 175 | 175 | 60 | 60 | D02
300 | 2nd Stage Gas Compression Air Coolers | 2nd Stage Gas Compression Air Coolers | 2nd Stage Gas Compression Air Coolers | PSOV-2132A | PSOV-2132A | Process Solenoid Valve | Process Solenoid Valve | GAS-111-0054A-FS00-2"-NP | GAS-111-0054A-FS00-2"-NP | GAS-111-0054A-FS00-2"-NP | GAS-111-0054A-FS00-2"-NP | GAS-111-0054A-FS00-2"-NP | BK-GCS-PEDCO-120-PR-PI-0011 (1 of 3) | BK-GCS-PEDCO-120-PR-PI-0011 (1 of 3) | BK-GCS-PEDCO-120-PR-PI-0011 (1 of 3) | BK-GCS-PEDCO-120-PR-PI-0011 (1 of 3) | BK-GCS-PEDCO-120-PR-PI-0011 (1 of 3) | BK-GCS-PEDCO-120-PR-PI-0011 (1 of 3) | GAS | GAS | GAS | BK-GCS-PEDCO-120-IN-DT-0010 | BK-GCS-PEDCO-120-IN-DT-0010 | BK-GCS-PEDCO-120-IN-DT-0010 | BK-GCS-PEDCO-120-IN-DT-0010 | BK-GCS-PEDCO-120-IN-PY-0003 | BK-GCS-PEDCO-120-IN-PY-0003 | BK-GCS-PEDCO-120-IN-PY-0003 | BK-GCS-PEDCO-120-IN-PY-0003 | BK-GCS-PEDCO-120-IN-PY-0003 | 62 | 62 | 54.1 | 54.1 | 175 | 175 | 60 | 60 | D02
301 | 2nd Stage Gas Compression Air Coolers | 2nd Stage Gas Compression Air Coolers | 2nd Stage Gas Compression Air Coolers | BSOV-2132A | BSOV-2132A | BDV Solenoid Valve | BDV Solenoid Valve | GAS-111-0054A-FS00-2"-NP | GAS-111-0054A-FS00-2"-NP | GAS-111-0054A-FS00-2"-NP | GAS-111-0054A-FS00-2"-NP | GAS-111-0054A-FS00-2"-NP | BK-GCS-PEDCO-120-PR-PI-0011 (1 of 3) | BK-GCS-PEDCO-120-PR-PI-0011 (1 of 3) | BK-GCS-PEDCO-120-PR-PI-0011 (1 of 3) | BK-GCS-PEDCO-120-PR-PI-0011 (1 of 3) | BK-GCS-PEDCO-120-PR-PI-0011 (1 of 3) | BK-GCS-PEDCO-120-PR-PI-0011 (1 of 3) | GAS | GAS | GAS | BK-GCS-PEDCO-120-IN-DT-0010 | BK-GCS-PEDCO-120-IN-DT-0010 | BK-GCS-PEDCO-120-IN-DT-0010 | BK-GCS-PEDCO-120-IN-DT-0010 | BK-GCS-PEDCO-120-IN-PY-0003 | BK-GCS-PEDCO-120-IN-PY-0003 | BK-GCS-PEDCO-120-IN-PY-0003 | BK-GCS-PEDCO-120-IN-PY-0003 | BK-GCS-PEDCO-120-IN-PY-0003 | 62 | 62 | 54.1 | 54.1 | 175 | 175 | 60 | 60 | D02
302 | 2nd Stage Gas Compression Air Coolers | 2nd Stage Gas Compression Air Coolers | 2nd Stage Gas Compression Air Coolers | BDV-2132A | BDV-2132A | Blowdown valve | Blowdown valve | GAS-111-0054B-FS00-2"-NP | GAS-111-0054B-FS00-2"-NP | GAS-111-0054B-FS00-2"-NP | GAS-111-0054B-FS00-2"-NP | GAS-111-0054B-FS00-2"-NP | BK-GCS-PEDCO-120-PR-PI-0011 (1 of 3) | BK-GCS-PEDCO-120-PR-PI-0011 (1 of 3) | BK-GCS-PEDCO-120-PR-PI-0011 (1 of 3) | BK-GCS-PEDCO-120-PR-PI-0011 (1 of 3) | BK-GCS-PEDCO-120-PR-PI-0011 (1 of 3) | BK-GCS-PEDCO-120-PR-PI-0011 (1 of 3) | GAS | GAS | GAS | BK-GCS-PEDCO-120-IN-DT-0010 | BK-GCS-PEDCO-120-IN-DT-0010 | BK-GCS-PEDCO-120-IN-DT-0010 | BK-GCS-PEDCO-120-IN-DT-0010 | BK-GCS-PEDCO-120-IN-PY-0003 | BK-GCS-PEDCO-120-IN-PY-0003 | BK-GCS-PEDCO-120-IN-PY-0003 | BK-GCS-PEDCO-120-IN-PY-0003 | BK-GCS-PEDCO-120-IN-PY-0003 | 62 | 62 | 54.1 | 54.1 | 175 | 175 | 60 | 60 | D02
303 | 2nd Stage Gas Compression Air Coolers | 2nd Stage Gas Compression Air Coolers | 2nd Stage Gas Compression Air Coolers | XZSC-2133A | XZSC-2133A | Limit Switch Close (Included in ON-OFF Valve) | Limit Switch Close (Included in ON-OFF Valve) | GAS-111-0058A-FS00-6"-NP | GAS-111-0058A-FS00-6"-NP | GAS-111-0058A-FS00-6"-NP | GAS-111-0058A-FS00-6"-NP | GAS-111-0058A-FS00-6"-NP | BK-GCS-PEDCO-120-PR-PI-0011 (1 of 3) | BK-GCS-PEDCO-120-PR-PI-0011 (1 of 3) | BK-GCS-PEDCO-120-PR-PI-0011 (1 of 3) | BK-GCS-PEDCO-120-PR-PI-0011 (1 of 3) | BK-GCS-PEDCO-120-PR-PI-0011 (1 of 3) | BK-GCS-PEDCO-120-PR-PI-0011 (1 of 3) | GAS | GAS | GAS | BK-GCS-PEDCO-120-IN-DT-0010 | BK-GCS-PEDCO-120-IN-DT-0010 | BK-GCS-PEDCO-120-IN-DT-0010 | BK-GCS-PEDCO-120-IN-DT-0010 | BK-GCS-PEDCO-120-IN-PY-0003 | BK-GCS-PEDCO-120-IN-PY-0003 | BK-GCS-PEDCO-120-IN-PY-0003 | BK-GCS-PEDCO-120-IN-PY-0003 | BK-GCS-PEDCO-120-IN-PY-0003 | 62 | 62 | 54.1 | 54.1 | 175 | 175 | 60 | 60 | D02
304 | 2nd Stage Gas Compression Air Coolers | 2nd Stage Gas Compression Air Coolers | 2nd Stage Gas Compression Air Coolers | XZSO-2133A | XZSO-2133A | Limit Switch Open (Included in ON-OFF Valve) | Limit Switch Open (Included in ON-OFF Valve) | GAS-111-0058A-FS00-6"-NP | GAS-111-0058A-FS00-6"-NP | GAS-111-0058A-FS00-6"-NP | GAS-111-0058A-FS00-6"-NP | GAS-111-0058A-FS00-6"-NP | BK-GCS-PEDCO-120-PR-PI-0011 (1 of 3) | BK-GCS-PEDCO-120-PR-PI-0011 (1 of 3) | BK-GCS-PEDCO-120-PR-PI-0011 (1 of 3) | BK-GCS-PEDCO-120-PR-PI-0011 (1 of 3) | BK-GCS-PEDCO-120-PR-PI-0011 (1 of 3) | BK-GCS-PEDCO-120-PR-PI-0011 (1 of 3) | GAS | GAS | GAS | BK-GCS-PEDCO-120-IN-DT-0010 | BK-GCS-PEDCO-120-IN-DT-0010 | BK-GCS-PEDCO-120-IN-DT-0010 | BK-GCS-PEDCO-120-IN-DT-0010 | BK-GCS-PEDCO-120-IN-PY-0003 | BK-GCS-PEDCO-120-IN-PY-0003 | BK-GCS-PEDCO-120-IN-PY-0003 | BK-GCS-PEDCO-120-IN-PY-0003 | BK-GCS-PEDCO-120-IN-PY-0003 | 62 | 62 | 54.1 | 54.1 | 175 | 175 | 60 | 60 | D02
305 | 2nd Stage Gas Compression Air Coolers | 2nd Stage Gas Compression Air Coolers | 2nd Stage Gas Compression Air Coolers | PSOV-2133A | PSOV-2133A | Process Solenoid Valve | Process Solenoid Valve | GAS-111-0058A-FS00-6"-NP | GAS-111-0058A-FS00-6"-NP | GAS-111-0058A-FS00-6"-NP | GAS-111-0058A-FS00-6"-NP | GAS-111-0058A-FS00-6"-NP | BK-GCS-PEDCO-120-PR-PI-0011 (1 of 3) | BK-GCS-PEDCO-120-PR-PI-0011 (1 of 3) | BK-GCS-PEDCO-120-PR-PI-0011 (1 of 3) | BK-GCS-PEDCO-120-PR-PI-0011 (1 of 3) | BK-GCS-PEDCO-120-PR-PI-0011 (1 of 3) | BK-GCS-PEDCO-120-PR-PI-0011 (1 of 3) | GAS | GAS | GAS | BK-GCS-PEDCO-120-IN-DT-0010 | BK-GCS-PEDCO-120-IN-DT-0010 | BK-GCS-PEDCO-120-IN-DT-0010 | BK-GCS-PEDCO-120-IN-DT-0010 | BK-GCS-PEDCO-120-IN-PY-0003 | BK-GCS-PEDCO-120-IN-PY-0003 | BK-GCS-PEDCO-120-IN-PY-0003 | BK-GCS-PEDCO-120-IN-PY-0003 | BK-GCS-PEDCO-120-IN-PY-0003 | 62 | 62 | 54.1 | 54.1 | 175 | 175 | 60 | 60 | D02
306 | 2nd Stage Gas Compression Air Coolers | 2nd Stage Gas Compression Air Coolers | 2nd Stage Gas Compression Air Coolers | ESOV-2133A | ESOV-2133A | ESD Solenoid Valve | ESD Solenoid Valve | GAS-111-0058A-FS00-6"-NP | GAS-111-0058A-FS00-6"-NP | GAS-111-0058A-FS00-6"-NP | GAS-111-0058A-FS00-6"-NP | GAS-111-0058A-FS00-6"-NP | BK-GCS-PEDCO-120-PR-PI-0011 (1 of 3) | BK-GCS-PEDCO-120-PR-PI-0011 (1 of 3) | BK-GCS-PEDCO-120-PR-PI-0011 (1 of 3) | BK-GCS-PEDCO-120-PR-PI-0011 (1 of 3) | BK-GCS-PEDCO-120-PR-PI-0011 (1 of 3) | BK-GCS-PEDCO-120-PR-PI-0011 (1 of 3) | GAS | GAS | GAS | BK-GCS-PEDCO-120-IN-DT-0010 | BK-GCS-PEDCO-120-IN-DT-0010 | BK-GCS-PEDCO-120-IN-DT-0010 | BK-GCS-PEDCO-120-IN-DT-0010 | BK-GCS-PEDCO-120-IN-PY-0003 | BK-GCS-PEDCO-120-IN-PY-0003 | BK-GCS-PEDCO-120-IN-PY-0003 | BK-GCS-PEDCO-120-IN-PY-0003 | BK-GCS-PEDCO-120-IN-PY-0003 | 62 | 62 | 54.1 | 54.1 | 175 | 175 | 60 | 60 | D02
307 | 2nd Stage Gas Compression Air Coolers | 2nd Stage Gas Compression Air Coolers | 2nd Stage Gas Compression Air Coolers | XV-2133A | XV-2133A | ON/OFF VAVLE | ON/OFF VAVLE | GAS-111-0058A-FS00-6"-NP | GAS-111-0058A-FS00-6"-NP | GAS-111-0058A-FS00-6"-NP | GAS-111-0058A-FS00-6"-NP | GAS-111-0058A-FS00-6"-NP | BK-GCS-PEDCO-120-PR-PI-0011 (1 of 3) | BK-GCS-PEDCO-120-PR-PI-0011 (1 of 3) | BK-GCS-PEDCO-120-PR-PI-0011 (1 of 3) | BK-GCS-PEDCO-120-PR-PI-0011 (1 of 3) | BK-GCS-PEDCO-120-PR-PI-0011 (1 of 3) | BK-GCS-PEDCO-120-PR-PI-0011 (1 of 3) | GAS | GAS | GAS | BK-GCS-PEDCO-120-IN-DT-0010 | BK-GCS-PEDCO-120-IN-DT-0010 | BK-GCS-PEDCO-120-IN-DT-0010 | BK-GCS-PEDCO-120-IN-DT-0010 | BK-GCS-PEDCO-120-IN-PY-0003 | BK-GCS-PEDCO-120-IN-PY-0003 | BK-GCS-PEDCO-120-IN-PY-0003 | BK-GCS-PEDCO-120-IN-PY-0003 | BK-GCS-PEDCO-120-IN-PY-0003 | 62 | 62 | 54.1 | 54.1 | 175 | 175 | 60 | 60 | D02
308 | 2nd Stage Gas Compression Air Coolers | 2nd Stage Gas Compression Air Coolers | 2nd Stage Gas Compression Air Coolers | TIT-2135B | TIT-2135B | Temperature Indicating Transmitter | Temperature Indicating Transmitter | GAS-111-0058B-FS00-6"-NP | GAS-111-0058B-FS00-6"-NP | GAS-111-0058B-FS00-6"-NP | GAS-111-0058B-FS00-6"-NP | GAS-111-0058B-FS00-6"-NP | BK-GCS-PEDCO-120-PR-PI-0011 (2 of 3) | BK-GCS-PEDCO-120-PR-PI-0011 (2 of 3) | BK-GCS-PEDCO-120-PR-PI-0011 (2 of 3) | BK-GCS-PEDCO-120-PR-PI-0011 (2 of 3) | BK-GCS-PEDCO-120-PR-PI-0011 (2 of 3) | BK-GCS-PEDCO-120-PR-PI-0011 (2 of 3) | GAS | GAS | GAS | BK-GCS-PEDCO-120-IN-DT-0005 | BK-GCS-PEDCO-120-IN-DT-0005 | BK-GCS-PEDCO-120-IN-DT-0005 | BK-GCS-PEDCO-120-IN-DT-0005 | BK-GCS-PEDCO-120-IN-PY-0003 | BK-GCS-PEDCO-120-IN-PY-0003 | BK-GCS-PEDCO-120-IN-PY-0003 | BK-GCS-PEDCO-120-IN-PY-0003 | BK-GCS-PEDCO-120-IN-PY-0003 | 62 | 62 | 54.1 | 54.1 | 175 | 175 | 60 | 60 | D02
309 | 2nd Stage Gas Compression Air Coolers | 2nd Stage Gas Compression Air Coolers | 2nd Stage Gas Compression Air Coolers | TIT-2136B | TIT-2136B | Temperature Indicating Transmitter | Temperature Indicating Transmitter | GAS-111-0058B-FS00-6"-NP | GAS-111-0058B-FS00-6"-NP | GAS-111-0058B-FS00-6"-NP | GAS-111-0058B-FS00-6"-NP | GAS-111-0058B-FS00-6"-NP | BK-GCS-PEDCO-120-PR-PI-0011 (2 of 3) | BK-GCS-PEDCO-120-PR-PI-0011 (2 of 3) | BK-GCS-PEDCO-120-PR-PI-0011 (2 of 3) | BK-GCS-PEDCO-120-PR-PI-0011 (2 of 3) | BK-GCS-PEDCO-120-PR-PI-0011 (2 of 3) | BK-GCS-PEDCO-120-PR-PI-0011 (2 of 3) | GAS | GAS | GAS | BK-GCS-PEDCO-120-IN-DT-0005 | BK-GCS-PEDCO-120-IN-DT-0005 | BK-GCS-PEDCO-120-IN-DT-0005 | BK-GCS-PEDCO-120-IN-DT-0005 | BK-GCS-PEDCO-120-IN-PY-0003 | BK-GCS-PEDCO-120-IN-PY-0003 | BK-GCS-PEDCO-120-IN-PY-0003 | BK-GCS-PEDCO-120-IN-PY-0003 | BK-GCS-PEDCO-120-IN-PY-0003 | 62 | 62 | 54.1 | 54.1 | 175 | 175 | 60 | 60 | D02
310 | 2nd Stage Gas Compression Air Coolers | 2nd Stage Gas Compression Air Coolers | 2nd Stage Gas Compression Air Coolers | TG-2134B | TG-2134B | Temperature Gauge | Temperature Gauge | GAS-111-0058B-FS00-6"-NP | GAS-111-0058B-FS00-6"-NP | GAS-111-0058B-FS00-6"-NP | GAS-111-0058B-FS00-6"-NP | GAS-111-0058B-FS00-6"-NP | BK-GCS-PEDCO-120-PR-PI-0011 (2 of 3) | BK-GCS-PEDCO-120-PR-PI-0011 (2 of 3) | BK-GCS-PEDCO-120-PR-PI-0011 (2 of 3) | BK-GCS-PEDCO-120-PR-PI-0011 (2 of 3) | BK-GCS-PEDCO-120-PR-PI-0011 (2 of 3) | BK-GCS-PEDCO-120-PR-PI-0011 (2 of 3) | GAS | GAS | GAS | BK-GCS-PEDCO-120-IN-DT-0002 | BK-GCS-PEDCO-120-IN-DT-0002 | BK-GCS-PEDCO-120-IN-DT-0002 | BK-GCS-PEDCO-120-IN-DT-0002 | BK-GCS-PEDCO-120-IN-PY-0003 | BK-GCS-PEDCO-120-IN-PY-0003 | BK-GCS-PEDCO-120-IN-PY-0003 | BK-GCS-PEDCO-120-IN-PY-0003 | BK-GCS-PEDCO-120-IN-PY-0003 | 62 | 62 | 54.1 | 54.1 | 175 | 175 | 60 | 60 | D02
311 | 2nd Stage Gas Compression Air Coolers | 2nd Stage Gas Compression Air Coolers | 2nd Stage Gas Compression Air Coolers | PG-2134B | PG-2134B | Pressure Gauge | Pressure Gauge | GAS-111-0058B-FS00-6"-NP | GAS-111-0058B-FS00-6"-NP | GAS-111-0058B-FS00-6"-NP | GAS-111-0058B-FS00-6"-NP | GAS-111-0058B-FS00-6"-NP | BK-GCS-PEDCO-120-PR-PI-0011 (2 of 3) | BK-GCS-PEDCO-120-PR-PI-0011 (2 of 3) | BK-GCS-PEDCO-120-PR-PI-0011 (2 of 3) | BK-GCS-PEDCO-120-PR-PI-0011 (2 of 3) | BK-GCS-PEDCO-120-PR-PI-0011 (2 of 3) | BK-GCS-PEDCO-120-PR-PI-0011 (2 of 3) | GAS | GAS | GAS | BK-GCS-PEDCO-120-IN-DT-0001 | BK-GCS-PEDCO-120-IN-DT-0001 | BK-GCS-PEDCO-120-IN-DT-0001 | BK-GCS-PEDCO-120-IN-DT-0001 | BK-GCS-PEDCO-120-IN-PY-0003 | BK-GCS-PEDCO-120-IN-PY-0003 | BK-GCS-PEDCO-120-IN-PY-0003 | BK-GCS-PEDCO-120-IN-PY-0003 | BK-GCS-PEDCO-120-IN-PY-0003 | 62 | 62 | 54.1 | 54.1 | 175 | 175 | 60 | 60 | D02
312 | 2nd Stage Gas Compression Air Coolers | 2nd Stage Gas Compression Air Coolers | 2nd Stage Gas Compression Air Coolers | FG-2132B | FG-2132B | Rotameter | Rotameter | CHM-112-0005B-FS00-3/4"-NP | CHM-112-0005B-FS00-3/4"-NP | CHM-112-0005B-FS00-3/4"-NP | CHM-112-0005B-FS00-3/4"-NP | CHM-112-0005B-FS00-3/4"-NP | BK-GCS-PEDCO-120-PR-PI-0011 (2 of 3) | BK-GCS-PEDCO-120-PR-PI-0011 (2 of 3) | BK-GCS-PEDCO-120-PR-PI-0011 (2 of 3) | BK-GCS-PEDCO-120-PR-PI-0011 (2 of 3) | BK-GCS-PEDCO-120-PR-PI-0011 (2 of 3) | BK-GCS-PEDCO-120-PR-PI-0011 (2 of 3) | LIQUID | LIQUID | LIQUID | BK-GCS-PEDCO-120-IN-DT-0018 | BK-GCS-PEDCO-120-IN-DT-0018 | BK-GCS-PEDCO-120-IN-DT-0018 | BK-GCS-PEDCO-120-IN-DT-0018 | BK-GCS-PEDCO-120-IN-PY-0003 | BK-GCS-PEDCO-120-IN-PY-0003 | BK-GCS-PEDCO-120-IN-PY-0003 | BK-GCS-PEDCO-120-IN-PY-0003 | BK-GCS-PEDCO-120-IN-PY-0003 | 62 | 62 | ATM | ATM | 55 | 55 | AMB | AMB | D02
313 | 2nd Stage Gas Compression Air Coolers | 2nd Stage Gas Compression Air Coolers | 2nd Stage Gas Compression Air Coolers | PIT-2135B | PIT-2135B | Pressure Indicating Transmitter | Pressure Indicating Transmitter | GAS-111-0057B-FS00-4"-NP | GAS-111-0057B-FS00-4"-NP | GAS-111-0057B-FS00-4"-NP | GAS-111-0057B-FS00-4"-NP | GAS-111-0057B-FS00-4"-NP | BK-GCS-PEDCO-120-PR-PI-0011 (2 of 3) | BK-GCS-PEDCO-120-PR-PI-0011 (2 of 3) | BK-GCS-PEDCO-120-PR-PI-0011 (2 of 3) | BK-GCS-PEDCO-120-PR-PI-0011 (2 of 3) | BK-GCS-PEDCO-120-PR-PI-0011 (2 of 3) | BK-GCS-PEDCO-120-PR-PI-0011 (2 of 3) | GAS | GAS | GAS | BK-GCS-PEDCO-120-IN-DT-0004 | BK-GCS-PEDCO-120-IN-DT-0004 | BK-GCS-PEDCO-120-IN-DT-0004 | BK-GCS-PEDCO-120-IN-DT-0004 | BK-GCS-PEDCO-120-IN-PY-0003 | BK-GCS-PEDCO-120-IN-PY-0003 | BK-GCS-PEDCO-120-IN-PY-0003 | BK-GCS-PEDCO-120-IN-PY-0003 | BK-GCS-PEDCO-120-IN-PY-0003 | 62 | 62 | 54.1 | 54.1 | 175 | 175 | 60 | 60 | D02
314 | 2nd Stage Gas Compression Air Coolers | 2nd Stage Gas Compression Air Coolers | 2nd Stage Gas Compression Air Coolers | PCV-2134B | PCV-2134B | Pressure Control Valve | Pressure Control Valve | GAS-111-0057B-FS00-4"-NP | GAS-111-0057B-FS00-4"-NP | GAS-111-0057B-FS00-4"-NP | GAS-111-0057B-FS00-4"-NP | GAS-111-0057B-FS00-4"-NP | BK-GCS-PEDCO-120-PR-PI-0011 (2 of 3) | BK-GCS-PEDCO-120-PR-PI-0011 (2 of 3) | BK-GCS-PEDCO-120-PR-PI-0011 (2 of 3) | BK-GCS-PEDCO-120-PR-PI-0011 (2 of 3) | BK-GCS-PEDCO-120-PR-PI-0011 (2 of 3) | BK-GCS-PEDCO-120-PR-PI-0011 (2 of 3) | GAS | GAS | GAS | BK-GCS-PEDCO-120-IN-DT-0011 | BK-GCS-PEDCO-120-IN-DT-0011 | BK-GCS-PEDCO-120-IN-DT-0011 | BK-GCS-PEDCO-120-IN-DT-0011 | BK-GCS-PEDCO-120-IN-PY-0003 | BK-GCS-PEDCO-120-IN-PY-0003 | BK-GCS-PEDCO-120-IN-PY-0003 | BK-GCS-PEDCO-120-IN-PY-0003 | BK-GCS-PEDCO-120-IN-PY-0003 | 62 | 62 | 54.1 | 54.1 | 175 | 175 | 60 | 60 | D02
315 | 2nd Stage Gas Compression Air Coolers | 2nd Stage Gas Compression Air Coolers | 2nd Stage Gas Compression Air Coolers | RO-2133B | RO-2133B | Restriction Orifice | Restriction Orifice | FL-112-0023B-AN07-2''-PT | FL-112-0023B-AN07-2''-PT | FL-112-0023B-AN07-2''-PT | FL-112-0023B-AN07-2''-PT | FL-112-0023B-AN07-2''-PT | BK-GCS-PEDCO-120-PR-PI-0011 (2 of 3) | BK-GCS-PEDCO-120-PR-PI-0011 (2 of 3) | BK-GCS-PEDCO-120-PR-PI-0011 (2 of 3) | BK-GCS-PEDCO-120-PR-PI-0011 (2 of 3) | BK-GCS-PEDCO-120-PR-PI-0011 (2 of 3) | BK-GCS-PEDCO-120-PR-PI-0011 (2 of 3) | GAS | GAS | GAS | BK-GCS-PEDCO-120-IN-DT-0013 | BK-GCS-PEDCO-120-IN-DT-0013 | BK-GCS-PEDCO-120-IN-DT-0013 | BK-GCS-PEDCO-120-IN-DT-0013 | BK-GCS-PEDCO-120-IN-PY-0003 | BK-GCS-PEDCO-120-IN-PY-0003 | BK-GCS-PEDCO-120-IN-PY-0003 | BK-GCS-PEDCO-120-IN-PY-0003 | BK-GCS-PEDCO-120-IN-PY-0003 | 62 | 62 | 54.1 | 54.1 | 175 | 175 | 60 | 60 | D02
316 | 2nd Stage Gas Compression Air Coolers | 2nd Stage Gas Compression Air Coolers | 2nd Stage Gas Compression Air Coolers | BZSC-2132B | BZSC-2132B | Limit Switch Close (Included in blowdown Valve) | Limit Switch Close (Included in blowdown Valve) | GAS-111-0054B-FS00-2"-NP | GAS-111-0054B-FS00-2"-NP | GAS-111-0054B-FS00-2"-NP | GAS-111-0054B-FS00-2"-NP | GAS-111-0054B-FS00-2"-NP | BK-GCS-PEDCO-120-PR-PI-0011 (2 of 3) | BK-GCS-PEDCO-120-PR-PI-0011 (2 of 3) | BK-GCS-PEDCO-120-PR-PI-0011 (2 of 3) | BK-GCS-PEDCO-120-PR-PI-0011 (2 of 3) | BK-GCS-PEDCO-120-PR-PI-0011 (2 of 3) | BK-GCS-PEDCO-120-PR-PI-0011 (2 of 3) | GAS | GAS | GAS | BK-GCS-PEDCO-120-IN-DT-0010 | BK-GCS-PEDCO-120-IN-DT-0010 | BK-GCS-PEDCO-120-IN-DT-0010 | BK-GCS-PEDCO-120-IN-DT-0010 | BK-GCS-PEDCO-120-IN-PY-0003 | BK-GCS-PEDCO-120-IN-PY-0003 | BK-GCS-PEDCO-120-IN-PY-0003 | BK-GCS-PEDCO-120-IN-PY-0003 | BK-GCS-PEDCO-120-IN-PY-0003 | 62 | 62 | 54.1 | 54.1 | 175 | 175 | 60 | 60 | D02
317 | 2nd Stage Gas Compression Air Coolers | 2nd Stage Gas Compression Air Coolers | 2nd Stage Gas Compression Air Coolers | BZSO-2132B | BZSO-2132B | Limit Switch Open (Included in blowdown Valve) | Limit Switch Open (Included in blowdown Valve) | GAS-111-0054B-FS00-2"-NP | GAS-111-0054B-FS00-2"-NP | GAS-111-0054B-FS00-2"-NP | GAS-111-0054B-FS00-2"-NP | GAS-111-0054B-FS00-2"-NP | BK-GCS-PEDCO-120-PR-PI-0011 (2 of 3) | BK-GCS-PEDCO-120-PR-PI-0011 (2 of 3) | BK-GCS-PEDCO-120-PR-PI-0011 (2 of 3) | BK-GCS-PEDCO-120-PR-PI-0011 (2 of 3) | BK-GCS-PEDCO-120-PR-PI-0011 (2 of 3) | BK-GCS-PEDCO-120-PR-PI-0011 (2 of 3) | GAS | GAS | GAS | BK-GCS-PEDCO-120-IN-DT-0010 | BK-GCS-PEDCO-120-IN-DT-0010 | BK-GCS-PEDCO-120-IN-DT-0010 | BK-GCS-PEDCO-120-IN-DT-0010 | BK-GCS-PEDCO-120-IN-PY-0003 | BK-GCS-PEDCO-120-IN-PY-0003 | BK-GCS-PEDCO-120-IN-PY-0003 | BK-GCS-PEDCO-120-IN-PY-0003 | BK-GCS-PEDCO-120-IN-PY-0003 | 62 | 62 | 54.1 | 54.1 | 175 | 175 | 60 | 60 | D02
318 | 2nd Stage Gas Compression Air Coolers | 2nd Stage Gas Compression Air Coolers | 2nd Stage Gas Compression Air Coolers | PSOV-2132B | PSOV-2132B | Process Solenoid Valve | Process Solenoid Valve | GAS-111-0054B-FS00-2"-NP | GAS-111-0054B-FS00-2"-NP | GAS-111-0054B-FS00-2"-NP | GAS-111-0054B-FS00-2"-NP | GAS-111-0054B-FS00-2"-NP | BK-GCS-PEDCO-120-PR-PI-0011 (2 of 3) | BK-GCS-PEDCO-120-PR-PI-0011 (2 of 3) | BK-GCS-PEDCO-120-PR-PI-0011 (2 of 3) | BK-GCS-PEDCO-120-PR-PI-0011 (2 of 3) | BK-GCS-PEDCO-120-PR-PI-0011 (2 of 3) | BK-GCS-PEDCO-120-PR-PI-0011 (2 of 3) | GAS | GAS | GAS | BK-GCS-PEDCO-120-IN-DT-0010 | BK-GCS-PEDCO-120-IN-DT-0010 | BK-GCS-PEDCO-120-IN-DT-0010 | BK-GCS-PEDCO-120-IN-DT-0010 | BK-GCS-PEDCO-120-IN-PY-0003 | BK-GCS-PEDCO-120-IN-PY-0003 | BK-GCS-PEDCO-120-IN-PY-0003 | BK-GCS-PEDCO-120-IN-PY-0003 | BK-GCS-PEDCO-120-IN-PY-0003 | 62 | 62 | 54.1 | 54.1 | 175 | 175 | 60 | 60 | D02
319 | 2nd Stage Gas Compression Air Coolers | 2nd Stage Gas Compression Air Coolers | 2nd Stage Gas Compression Air Coolers | BSOV-2132B | BSOV-2132B | BDV Solenoid Valve | BDV Solenoid Valve | GAS-111-0054B-FS00-2"-NP | GAS-111-0054B-FS00-2"-NP | GAS-111-0054B-FS00-2"-NP | GAS-111-0054B-FS00-2"-NP | GAS-111-0054B-FS00-2"-NP | BK-GCS-PEDCO-120-PR-PI-0011 (2 of 3) | BK-GCS-PEDCO-120-PR-PI-0011 (2 of 3) | BK-GCS-PEDCO-120-PR-PI-0011 (2 of 3) | BK-GCS-PEDCO-120-PR-PI-0011 (2 of 3) | BK-GCS-PEDCO-120-PR-PI-0011 (2 of 3) | BK-GCS-PEDCO-120-PR-PI-0011 (2 of 3) | GAS | GAS | GAS | BK-GCS-PEDCO-120-IN-DT-0010 | BK-GCS-PEDCO-120-IN-DT-0010 | BK-GCS-PEDCO-120-IN-DT-0010 | BK-GCS-PEDCO-120-IN-DT-0010 | BK-GCS-PEDCO-120-IN-PY-0003 | BK-GCS-PEDCO-120-IN-PY-0003 | BK-GCS-PEDCO-120-IN-PY-0003 | BK-GCS-PEDCO-120-IN-PY-0003 | BK-GCS-PEDCO-120-IN-PY-0003 | 62 | 62 | 54.1 | 54.1 | 175 | 175 | 60 | 60 | D02
320 | 2nd Stage Gas Compression Air Coolers | 2nd Stage Gas Compression Air Coolers | 2nd Stage Gas Compression Air Coolers | BDV-2132B | BDV-2132B | Blowdown valve | Blowdown valve | GAS-111-0054A-FS00-2"-NP | GAS-111-0054A-FS00-2"-NP | GAS-111-0054A-FS00-2"-NP | GAS-111-0054A-FS00-2"-NP | GAS-111-0054A-FS00-2"-NP | BK-GCS-PEDCO-120-PR-PI-0011 (2 of 3) | BK-GCS-PEDCO-120-PR-PI-0011 (2 of 3) | BK-GCS-PEDCO-120-PR-PI-0011 (2 of 3) | BK-GCS-PEDCO-120-PR-PI-0011 (2 of 3) | BK-GCS-PEDCO-120-PR-PI-0011 (2 of 3) | BK-GCS-PEDCO-120-PR-PI-0011 (2 of 3) | GAS | GAS | GAS | BK-GCS-PEDCO-120-IN-DT-0010 | BK-GCS-PEDCO-120-IN-DT-0010 | BK-GCS-PEDCO-120-IN-DT-0010 | BK-GCS-PEDCO-120-IN-DT-0010 | BK-GCS-PEDCO-120-IN-PY-0003 | BK-GCS-PEDCO-120-IN-PY-0003 | BK-GCS-PEDCO-120-IN-PY-0003 | BK-GCS-PEDCO-120-IN-PY-0003 | BK-GCS-PEDCO-120-IN-PY-0003 | 62 | 62 | 54.1 | 54.1 | 175 | 175 | 60 | 60 | D02
321 | 2nd Stage Gas Compression Air Coolers | 2nd Stage Gas Compression Air Coolers | 2nd Stage Gas Compression Air Coolers | XZSC-2133B | XZSC-2133B | Limit Switch Close (Included in ON-OFF Valve) | Limit Switch Close (Included in ON-OFF Valve) | GAS-111-0058B-FS00-6"-NP | GAS-111-0058B-FS00-6"-NP | GAS-111-0058B-FS00-6"-NP | GAS-111-0058B-FS00-6"-NP | GAS-111-0058B-FS00-6"-NP | BK-GCS-PEDCO-120-PR-PI-0011 (2 of 3) | BK-GCS-PEDCO-120-PR-PI-0011 (2 of 3) | BK-GCS-PEDCO-120-PR-PI-0011 (2 of 3) | BK-GCS-PEDCO-120-PR-PI-0011 (2 of 3) | BK-GCS-PEDCO-120-PR-PI-0011 (2 of 3) | BK-GCS-PEDCO-120-PR-PI-0011 (2 of 3) | GAS | GAS | GAS | BK-GCS-PEDCO-120-IN-DT-0010 | BK-GCS-PEDCO-120-IN-DT-0010 | BK-GCS-PEDCO-120-IN-DT-0010 | BK-GCS-PEDCO-120-IN-DT-0010 | BK-GCS-PEDCO-120-IN-PY-0003 | BK-GCS-PEDCO-120-IN-PY-0003 | BK-GCS-PEDCO-120-IN-PY-0003 | BK-GCS-PEDCO-120-IN-PY-0003 | BK-GCS-PEDCO-120-IN-PY-0003 | 62 | 62 | 54.1 | 54.1 | 175 | 175 | 60 | 60 | D02
322 | 2nd Stage Gas Compression Air Coolers | 2nd Stage Gas Compression Air Coolers | 2nd Stage Gas Compression Air Coolers | XZSO-2133B | XZSO-2133B | Limit Switch Open (Included in ON-OFF Valve) | Limit Switch Open (Included in ON-OFF Valve) | GAS-111-0058B-FS00-6"-NP | GAS-111-0058B-FS00-6"-NP | GAS-111-0058B-FS00-6"-NP | GAS-111-0058B-FS00-6"-NP | GAS-111-0058B-FS00-6"-NP | BK-GCS-PEDCO-120-PR-PI-0011 (2 of 3) | BK-GCS-PEDCO-120-PR-PI-0011 (2 of 3) | BK-GCS-PEDCO-120-PR-PI-0011 (2 of 3) | BK-GCS-PEDCO-120-PR-PI-0011 (2 of 3) | BK-GCS-PEDCO-120-PR-PI-0011 (2 of 3) | BK-GCS-PEDCO-120-PR-PI-0011 (2 of 3) | GAS | GAS | GAS | BK-GCS-PEDCO-120-IN-DT-0010 | BK-GCS-PEDCO-120-IN-DT-0010 | BK-GCS-PEDCO-120-IN-DT-0010 | BK-GCS-PEDCO-120-IN-DT-0010 | BK-GCS-PEDCO-120-IN-PY-0003 | BK-GCS-PEDCO-120-IN-PY-0003 | BK-GCS-PEDCO-120-IN-PY-0003 | BK-GCS-PEDCO-120-IN-PY-0003 | BK-GCS-PEDCO-120-IN-PY-0003 | 62 | 62 | 54.1 | 54.1 | 175 | 175 | 60 | 60 | D02
323 | 2nd Stage Gas Compression Air Coolers | 2nd Stage Gas Compression Air Coolers | 2nd Stage Gas Compression Air Coolers | PSOV-2133B | PSOV-2133B | Process Solenoid Valve | Process Solenoid Valve | GAS-111-0058B-FS00-6"-NP | GAS-111-0058B-FS00-6"-NP | GAS-111-0058B-FS00-6"-NP | GAS-111-0058B-FS00-6"-NP | GAS-111-0058B-FS00-6"-NP | BK-GCS-PEDCO-120-PR-PI-0011 (2 of 3) | BK-GCS-PEDCO-120-PR-PI-0011 (2 of 3) | BK-GCS-PEDCO-120-PR-PI-0011 (2 of 3) | BK-GCS-PEDCO-120-PR-PI-0011 (2 of 3) | BK-GCS-PEDCO-120-PR-PI-0011 (2 of 3) | BK-GCS-PEDCO-120-PR-PI-0011 (2 of 3) | GAS | GAS | GAS | BK-GCS-PEDCO-120-IN-DT-0010 | BK-GCS-PEDCO-120-IN-DT-0010 | BK-GCS-PEDCO-120-IN-DT-0010 | BK-GCS-PEDCO-120-IN-DT-0010 | BK-GCS-PEDCO-120-IN-PY-0003 | BK-GCS-PEDCO-120-IN-PY-0003 | BK-GCS-PEDCO-120-IN-PY-0003 | BK-GCS-PEDCO-120-IN-PY-0003 | BK-GCS-PEDCO-120-IN-PY-0003 | 62 | 62 | 54.1 | 54.1 | 175 | 175 | 60 | 60 | D02
324 | 2nd Stage Gas Compression Air Coolers | 2nd Stage Gas Compression Air Coolers | 2nd Stage Gas Compression Air Coolers | ESOV-2133B | ESOV-2133B | ESD Solenoid Valve | ESD Solenoid Valve | GAS-111-0058B-FS00-6"-NP | GAS-111-0058B-FS00-6"-NP | GAS-111-0058B-FS00-6"-NP | GAS-111-0058B-FS00-6"-NP | GAS-111-0058B-FS00-6"-NP | BK-GCS-PEDCO-120-PR-PI-0011 (2 of 3) | BK-GCS-PEDCO-120-PR-PI-0011 (2 of 3) | BK-GCS-PEDCO-120-PR-PI-0011 (2 of 3) | BK-GCS-PEDCO-120-PR-PI-0011 (2 of 3) | BK-GCS-PEDCO-120-PR-PI-0011 (2 of 3) | BK-GCS-PEDCO-120-PR-PI-0011 (2 of 3) | GAS | GAS | GAS | BK-GCS-PEDCO-120-IN-DT-0010 | BK-GCS-PEDCO-120-IN-DT-0010 | BK-GCS-PEDCO-120-IN-DT-0010 | BK-GCS-PEDCO-120-IN-DT-0010 | BK-GCS-PEDCO-120-IN-PY-0003 | BK-GCS-PEDCO-120-IN-PY-0003 | BK-GCS-PEDCO-120-IN-PY-0003 | BK-GCS-PEDCO-120-IN-PY-0003 | BK-GCS-PEDCO-120-IN-PY-0003 | 62 | 62 | 54.1 | 54.1 | 175 | 175 | 60 | 60 | D02
325 | 2nd Stage Gas Compression Air Coolers | 2nd Stage Gas Compression Air Coolers | 2nd Stage Gas Compression Air Coolers | XV-2133B | XV-2133B | ON/OFF VAVLE | ON/OFF VAVLE | GAS-111-0058B-FS00-6"-NP | GAS-111-0058B-FS00-6"-NP | GAS-111-0058B-FS00-6"-NP | GAS-111-0058B-FS00-6"-NP | GAS-111-0058B-FS00-6"-NP | BK-GCS-PEDCO-120-PR-PI-0011 (2 of 3) | BK-GCS-PEDCO-120-PR-PI-0011 (2 of 3) | BK-GCS-PEDCO-120-PR-PI-0011 (2 of 3) | BK-GCS-PEDCO-120-PR-PI-0011 (2 of 3) | BK-GCS-PEDCO-120-PR-PI-0011 (2 of 3) | BK-GCS-PEDCO-120-PR-PI-0011 (2 of 3) | GAS | GAS | GAS | BK-GCS-PEDCO-120-IN-DT-0010 | BK-GCS-PEDCO-120-IN-DT-0010 | BK-GCS-PEDCO-120-IN-DT-0010 | BK-GCS-PEDCO-120-IN-DT-0010 | BK-GCS-PEDCO-120-IN-PY-0003 | BK-GCS-PEDCO-120-IN-PY-0003 | BK-GCS-PEDCO-120-IN-PY-0003 | BK-GCS-PEDCO-120-IN-PY-0003 | BK-GCS-PEDCO-120-IN-PY-0003 | 62 | 62 | 54.1 | 54.1 | 175 | 175 | 60 | 60 | D02
326 | 2nd Stage Gas Compression Air Coolers | 2nd Stage Gas Compression Air Coolers | 2nd Stage Gas Compression Air Coolers | TIT-2135C | TIT-2135C | Temperature Indicating Transmitter | Temperature Indicating Transmitter | GAS-111-0058C-FS00-6"-NP | GAS-111-0058C-FS00-6"-NP | GAS-111-0058C-FS00-6"-NP | GAS-111-0058C-FS00-6"-NP | GAS-111-0058C-FS00-6"-NP | BK-GCS-PEDCO-120-PR-PI-0011 (3 of 3) | BK-GCS-PEDCO-120-PR-PI-0011 (3 of 3) | BK-GCS-PEDCO-120-PR-PI-0011 (3 of 3) | BK-GCS-PEDCO-120-PR-PI-0011 (3 of 3) | BK-GCS-PEDCO-120-PR-PI-0011 (3 of 3) | BK-GCS-PEDCO-120-PR-PI-0011 (3 of 3) | GAS | GAS | GAS | BK-GCS-PEDCO-120-IN-DT-0005 | BK-GCS-PEDCO-120-IN-DT-0005 | BK-GCS-PEDCO-120-IN-DT-0005 | BK-GCS-PEDCO-120-IN-DT-0005 | BK-GCS-PEDCO-120-IN-PY-0003 | BK-GCS-PEDCO-120-IN-PY-0003 | BK-GCS-PEDCO-120-IN-PY-0003 | BK-GCS-PEDCO-120-IN-PY-0003 | BK-GCS-PEDCO-120-IN-PY-0003 | 62 | 62 | 54.1 | 54.1 | 175 | 175 | 60 | 60 | D02
327 | 2nd Stage Gas Compression Air Coolers | 2nd Stage Gas Compression Air Coolers | 2nd Stage Gas Compression Air Coolers | TIT-2136C | TIT-2136C | Temperature Indicating Transmitter | Temperature Indicating Transmitter | GAS-111-0058C-FS00-6"-NP | GAS-111-0058C-FS00-6"-NP | GAS-111-0058C-FS00-6"-NP | GAS-111-0058C-FS00-6"-NP | GAS-111-0058C-FS00-6"-NP | BK-GCS-PEDCO-120-PR-PI-0011 (3 of 3) | BK-GCS-PEDCO-120-PR-PI-0011 (3 of 3) | BK-GCS-PEDCO-120-PR-PI-0011 (3 of 3) | BK-GCS-PEDCO-120-PR-PI-0011 (3 of 3) | BK-GCS-PEDCO-120-PR-PI-0011 (3 of 3) | BK-GCS-PEDCO-120-PR-PI-0011 (3 of 3) | GAS | GAS | GAS | BK-GCS-PEDCO-120-IN-DT-0005 | BK-GCS-PEDCO-120-IN-DT-0005 | BK-GCS-PEDCO-120-IN-DT-0005 | BK-GCS-PEDCO-120-IN-DT-0005 | BK-GCS-PEDCO-120-IN-PY-0003 | BK-GCS-PEDCO-120-IN-PY-0003 | BK-GCS-PEDCO-120-IN-PY-0003 | BK-GCS-PEDCO-120-IN-PY-0003 | BK-GCS-PEDCO-120-IN-PY-0003 | 62 | 62 | 54.1 | 54.1 | 175 | 175 | 60 | 60 | D02
328 | 2nd Stage Gas Compression Air Coolers | 2nd Stage Gas Compression Air Coolers | 2nd Stage Gas Compression Air Coolers | TG-2134C | TG-2134C | Temperature Gauge | Temperature Gauge | GAS-111-0058C-FS00-6"-NP | GAS-111-0058C-FS00-6"-NP | GAS-111-0058C-FS00-6"-NP | GAS-111-0058C-FS00-6"-NP | GAS-111-0058C-FS00-6"-NP | BK-GCS-PEDCO-120-PR-PI-0011 (3 of 3) | BK-GCS-PEDCO-120-PR-PI-0011 (3 of 3) | BK-GCS-PEDCO-120-PR-PI-0011 (3 of 3) | BK-GCS-PEDCO-120-PR-PI-0011 (3 of 3) | BK-GCS-PEDCO-120-PR-PI-0011 (3 of 3) | BK-GCS-PEDCO-120-PR-PI-0011 (3 of 3) | GAS | GAS | GAS | BK-GCS-PEDCO-120-IN-DT-0002 | BK-GCS-PEDCO-120-IN-DT-0002 | BK-GCS-PEDCO-120-IN-DT-0002 | BK-GCS-PEDCO-120-IN-DT-0002 | BK-GCS-PEDCO-120-IN-PY-0003 | BK-GCS-PEDCO-120-IN-PY-0003 | BK-GCS-PEDCO-120-IN-PY-0003 | BK-GCS-PEDCO-120-IN-PY-0003 | BK-GCS-PEDCO-120-IN-PY-0003 | 62 | 62 | 54.1 | 54.1 | 175 | 175 | 60 | 60 | D02
329 | 2nd Stage Gas Compression Air Coolers | 2nd Stage Gas Compression Air Coolers | 2nd Stage Gas Compression Air Coolers | PG-2134C | PG-2134C | Pressure Gauge | Pressure Gauge | GAS-111-0058C-FS00-6"-NP | GAS-111-0058C-FS00-6"-NP | GAS-111-0058C-FS00-6"-NP | GAS-111-0058C-FS00-6"-NP | GAS-111-0058C-FS00-6"-NP | BK-GCS-PEDCO-120-PR-PI-0011 (3 of 3) | BK-GCS-PEDCO-120-PR-PI-0011 (3 of 3) | BK-GCS-PEDCO-120-PR-PI-0011 (3 of 3) | BK-GCS-PEDCO-120-PR-PI-0011 (3 of 3) | BK-GCS-PEDCO-120-PR-PI-0011 (3 of 3) | BK-GCS-PEDCO-120-PR-PI-0011 (3 of 3) | GAS | GAS | GAS | BK-GCS-PEDCO-120-IN-DT-0001 | BK-GCS-PEDCO-120-IN-DT-0001 | BK-GCS-PEDCO-120-IN-DT-0001 | BK-GCS-PEDCO-120-IN-DT-0001 | BK-GCS-PEDCO-120-IN-PY-0003 | BK-GCS-PEDCO-120-IN-PY-0003 | BK-GCS-PEDCO-120-IN-PY-0003 | BK-GCS-PEDCO-120-IN-PY-0003 | BK-GCS-PEDCO-120-IN-PY-0003 | 62 | 62 | 54.1 | 54.1 | 175 | 175 | 60 | 60 | D02
330 | 2nd Stage Gas Compression Air Coolers | 2nd Stage Gas Compression Air Coolers | 2nd Stage Gas Compression Air Coolers | FG-2132C | FG-2132C | Rotameter | Rotameter | CHM-112-0005C-FS00-3/4"-NP | CHM-112-0005C-FS00-3/4"-NP | CHM-112-0005C-FS00-3/4"-NP | CHM-112-0005C-FS00-3/4"-NP | CHM-112-0005C-FS00-3/4"-NP | BK-GCS-PEDCO-120-PR-PI-0011 (3 of 3) | BK-GCS-PEDCO-120-PR-PI-0011 (3 of 3) | BK-GCS-PEDCO-120-PR-PI-0011 (3 of 3) | BK-GCS-PEDCO-120-PR-PI-0011 (3 of 3) | BK-GCS-PEDCO-120-PR-PI-0011 (3 of 3) | BK-GCS-PEDCO-120-PR-PI-0011 (3 of 3) | LIQUID | LIQUID | LIQUID | BK-GCS-PEDCO-120-IN-DT-0018 | BK-GCS-PEDCO-120-IN-DT-0018 | BK-GCS-PEDCO-120-IN-DT-0018 | BK-GCS-PEDCO-120-IN-DT-0018 | BK-GCS-PEDCO-120-IN-PY-0003 | BK-GCS-PEDCO-120-IN-PY-0003 | BK-GCS-PEDCO-120-IN-PY-0003 | BK-GCS-PEDCO-120-IN-PY-0003 | BK-GCS-PEDCO-120-IN-PY-0003 | 62 | 62 | ATM | ATM | 55 | 55 | AMB | AMB | D02
331 | 2nd Stage Gas Compression Air Coolers | 2nd Stage Gas Compression Air Coolers | 2nd Stage Gas Compression Air Coolers | PIT-2135C | PIT-2135C | Pressure Indicating Transmitter | Pressure Indicating Transmitter | GAS-111-0057C-FS00-4"-NP | GAS-111-0057C-FS00-4"-NP | GAS-111-0057C-FS00-4"-NP | GAS-111-0057C-FS00-4"-NP | GAS-111-0057C-FS00-4"-NP | BK-GCS-PEDCO-120-PR-PI-0011 (3 of 3) | BK-GCS-PEDCO-120-PR-PI-0011 (3 of 3) | BK-GCS-PEDCO-120-PR-PI-0011 (3 of 3) | BK-GCS-PEDCO-120-PR-PI-0011 (3 of 3) | BK-GCS-PEDCO-120-PR-PI-0011 (3 of 3) | BK-GCS-PEDCO-120-PR-PI-0011 (3 of 3) | GAS | GAS | GAS | BK-GCS-PEDCO-120-IN-DT-0004 | BK-GCS-PEDCO-120-IN-DT-0004 | BK-GCS-PEDCO-120-IN-DT-0004 | BK-GCS-PEDCO-120-IN-DT-0004 | BK-GCS-PEDCO-120-IN-PY-0003 | BK-GCS-PEDCO-120-IN-PY-0003 | BK-GCS-PEDCO-120-IN-PY-0003 | BK-GCS-PEDCO-120-IN-PY-0003 | BK-GCS-PEDCO-120-IN-PY-0003 | 62 | 62 | 54.1 | 54.1 | 175 | 175 | 60 | 60 | D02
332 | 2nd Stage Gas Compression Air Coolers | 2nd Stage Gas Compression Air Coolers | 2nd Stage Gas Compression Air Coolers | PCV-2134C | PCV-2134C | Pressure Control Valve | Pressure Control Valve | GAS-111-0057C-FS00-4"-NP | GAS-111-0057C-FS00-4"-NP | GAS-111-0057C-FS00-4"-NP | GAS-111-0057C-FS00-4"-NP | GAS-111-0057C-FS00-4"-NP | BK-GCS-PEDCO-120-PR-PI-0011 (3 of 3) | BK-GCS-PEDCO-120-PR-PI-0011 (3 of 3) | BK-GCS-PEDCO-120-PR-PI-0011 (3 of 3) | BK-GCS-PEDCO-120-PR-PI-0011 (3 of 3) | BK-GCS-PEDCO-120-PR-PI-0011 (3 of 3) | BK-GCS-PEDCO-120-PR-PI-0011 (3 of 3) | GAS | GAS | GAS | BK-GCS-PEDCO-120-IN-DT-0011 | BK-GCS-PEDCO-120-IN-DT-0011 | BK-GCS-PEDCO-120-IN-DT-0011 | BK-GCS-PEDCO-120-IN-DT-0011 | BK-GCS-PEDCO-120-IN-PY-0003 | BK-GCS-PEDCO-120-IN-PY-0003 | BK-GCS-PEDCO-120-IN-PY-0003 | BK-GCS-PEDCO-120-IN-PY-0003 | BK-GCS-PEDCO-120-IN-PY-0003 | 62 | 62 | 54.1 | 54.1 | 175 | 175 | 60 | 60 | D02
333 | 2nd Stage Gas Compression Air Coolers | 2nd Stage Gas Compression Air Coolers | 2nd Stage Gas Compression Air Coolers | RO-2133C | RO-2133C | Restriction Orifice | Restriction Orifice | FL-112-0023C-AN07-2''-PT | FL-112-0023C-AN07-2''-PT | FL-112-0023C-AN07-2''-PT | FL-112-0023C-AN07-2''-PT | FL-112-0023C-AN07-2''-PT | BK-GCS-PEDCO-120-PR-PI-0011 (3 of 3) | BK-GCS-PEDCO-120-PR-PI-0011 (3 of 3) | BK-GCS-PEDCO-120-PR-PI-0011 (3 of 3) | BK-GCS-PEDCO-120-PR-PI-0011 (3 of 3) | BK-GCS-PEDCO-120-PR-PI-0011 (3 of 3) | BK-GCS-PEDCO-120-PR-PI-0011 (3 of 3) | GAS | GAS | GAS | BK-GCS-PEDCO-120-IN-DT-0013 | BK-GCS-PEDCO-120-IN-DT-0013 | BK-GCS-PEDCO-120-IN-DT-0013 | BK-GCS-PEDCO-120-IN-DT-0013 | BK-GCS-PEDCO-120-IN-PY-0003 | BK-GCS-PEDCO-120-IN-PY-0003 | BK-GCS-PEDCO-120-IN-PY-0003 | BK-GCS-PEDCO-120-IN-PY-0003 | BK-GCS-PEDCO-120-IN-PY-0003 | 62 | 62 | 54.1 | 54.1 | 175 | 175 | 60 | 60 | D02
334 | 2nd Stage Gas Compression Air Coolers | 2nd Stage Gas Compression Air Coolers | 2nd Stage Gas Compression Air Coolers | BZSC-2132C | BZSC-2132C | Limit Switch Close (Included in blowdown Valve) | Limit Switch Close (Included in blowdown Valve) | GAS-111-0054C-FS00-2"-NP | GAS-111-0054C-FS00-2"-NP | GAS-111-0054C-FS00-2"-NP | GAS-111-0054C-FS00-2"-NP | GAS-111-0054C-FS00-2"-NP | BK-GCS-PEDCO-120-PR-PI-0011 (3 of 3) | BK-GCS-PEDCO-120-PR-PI-0011 (3 of 3) | BK-GCS-PEDCO-120-PR-PI-0011 (3 of 3) | BK-GCS-PEDCO-120-PR-PI-0011 (3 of 3) | BK-GCS-PEDCO-120-PR-PI-0011 (3 of 3) | BK-GCS-PEDCO-120-PR-PI-0011 (3 of 3) | GAS | GAS | GAS | BK-GCS-PEDCO-120-IN-DT-0010 | BK-GCS-PEDCO-120-IN-DT-0010 | BK-GCS-PEDCO-120-IN-DT-0010 | BK-GCS-PEDCO-120-IN-DT-0010 | BK-GCS-PEDCO-120-IN-PY-0003 | BK-GCS-PEDCO-120-IN-PY-0003 | BK-GCS-PEDCO-120-IN-PY-0003 | BK-GCS-PEDCO-120-IN-PY-0003 | BK-GCS-PEDCO-120-IN-PY-0003 | 62 | 62 | 54.1 | 54.1 | 175 | 175 | 60 | 60 | D02
335 | 2nd Stage Gas Compression Air Coolers | 2nd Stage Gas Compression Air Coolers | 2nd Stage Gas Compression Air Coolers | BZSO-2132C | BZSO-2132C | Limit Switch Open (Included in blowdown Valve) | Limit Switch Open (Included in blowdown Valve) | GAS-111-0054C-FS00-2"-NP | GAS-111-0054C-FS00-2"-NP | GAS-111-0054C-FS00-2"-NP | GAS-111-0054C-FS00-2"-NP | GAS-111-0054C-FS00-2"-NP | BK-GCS-PEDCO-120-PR-PI-0011 (3 of 3) | BK-GCS-PEDCO-120-PR-PI-0011 (3 of 3) | BK-GCS-PEDCO-120-PR-PI-0011 (3 of 3) | BK-GCS-PEDCO-120-PR-PI-0011 (3 of 3) | BK-GCS-PEDCO-120-PR-PI-0011 (3 of 3) | BK-GCS-PEDCO-120-PR-PI-0011 (3 of 3) | GAS | GAS | GAS | BK-GCS-PEDCO-120-IN-DT-0010 | BK-GCS-PEDCO-120-IN-DT-0010 | BK-GCS-PEDCO-120-IN-DT-0010 | BK-GCS-PEDCO-120-IN-DT-0010 | BK-GCS-PEDCO-120-IN-PY-0003 | BK-GCS-PEDCO-120-IN-PY-0003 | BK-GCS-PEDCO-120-IN-PY-0003 | BK-GCS-PEDCO-120-IN-PY-0003 | BK-GCS-PEDCO-120-IN-PY-0003 | 62 | 62 | 54.1 | 54.1 | 175 | 175 | 60 | 60 | D02
336 | 2nd Stage Gas Compression Air Coolers | 2nd Stage Gas Compression Air Coolers | 2nd Stage Gas Compression Air Coolers | PSOV-2132C | PSOV-2132C | Process Solenoid Valve | Process Solenoid Valve | GAS-111-0054C-FS00-2"-NP | GAS-111-0054C-FS00-2"-NP | GAS-111-0054C-FS00-2"-NP | GAS-111-0054C-FS00-2"-NP | GAS-111-0054C-FS00-2"-NP | BK-GCS-PEDCO-120-PR-PI-0011 (3 of 3) | BK-GCS-PEDCO-120-PR-PI-0011 (3 of 3) | BK-GCS-PEDCO-120-PR-PI-0011 (3 of 3) | BK-GCS-PEDCO-120-PR-PI-0011 (3 of 3) | BK-GCS-PEDCO-120-PR-PI-0011 (3 of 3) | BK-GCS-PEDCO-120-PR-PI-0011 (3 of 3) | GAS | GAS | GAS | BK-GCS-PEDCO-120-IN-DT-0010 | BK-GCS-PEDCO-120-IN-DT-0010 | BK-GCS-PEDCO-120-IN-DT-0010 | BK-GCS-PEDCO-120-IN-DT-0010 | BK-GCS-PEDCO-120-IN-PY-0003 | BK-GCS-PEDCO-120-IN-PY-0003 | BK-GCS-PEDCO-120-IN-PY-0003 | BK-GCS-PEDCO-120-IN-PY-0003 | BK-GCS-PEDCO-120-IN-PY-0003 | 62 | 62 | 54.1 | 54.1 | 175 | 175 | 60 | 60 | D02
337 | 2nd Stage Gas Compression Air Coolers | 2nd Stage Gas Compression Air Coolers | 2nd Stage Gas Compression Air Coolers | BSOV-2132C | BSOV-2132C | BDV Solenoid Valve | BDV Solenoid Valve | GAS-111-0054C-FS00-2"-NP | GAS-111-0054C-FS00-2"-NP | GAS-111-0054C-FS00-2"-NP | GAS-111-0054C-FS00-2"-NP | GAS-111-0054C-FS00-2"-NP | BK-GCS-PEDCO-120-PR-PI-0011 (3 of 3) | BK-GCS-PEDCO-120-PR-PI-0011 (3 of 3) | BK-GCS-PEDCO-120-PR-PI-0011 (3 of 3) | BK-GCS-PEDCO-120-PR-PI-0011 (3 of 3) | BK-GCS-PEDCO-120-PR-PI-0011 (3 of 3) | BK-GCS-PEDCO-120-PR-PI-0011 (3 of 3) | GAS | GAS | GAS | BK-GCS-PEDCO-120-IN-DT-0010 | BK-GCS-PEDCO-120-IN-DT-0010 | BK-GCS-PEDCO-120-IN-DT-0010 | BK-GCS-PEDCO-120-IN-DT-0010 | BK-GCS-PEDCO-120-IN-PY-0003 | BK-GCS-PEDCO-120-IN-PY-0003 | BK-GCS-PEDCO-120-IN-PY-0003 | BK-GCS-PEDCO-120-IN-PY-0003 | BK-GCS-PEDCO-120-IN-PY-0003 | 62 | 62 | 54.1 | 54.1 | 175 | 175 | 60 | 60 | D02
338 | 2nd Stage Gas Compression Air Coolers | 2nd Stage Gas Compression Air Coolers | 2nd Stage Gas Compression Air Coolers | BDV-2132C | BDV-2132C | Blowdown valve | Blowdown valve | GAS-111-0054C-FS00-2"-NP | GAS-111-0054C-FS00-2"-NP | GAS-111-0054C-FS00-2"-NP | GAS-111-0054C-FS00-2"-NP | GAS-111-0054C-FS00-2"-NP | BK-GCS-PEDCO-120-PR-PI-0011 (3 of 3) | BK-GCS-PEDCO-120-PR-PI-0011 (3 of 3) | BK-GCS-PEDCO-120-PR-PI-0011 (3 of 3) | BK-GCS-PEDCO-120-PR-PI-0011 (3 of 3) | BK-GCS-PEDCO-120-PR-PI-0011 (3 of 3) | BK-GCS-PEDCO-120-PR-PI-0011 (3 of 3) | GAS | GAS | GAS | BK-GCS-PEDCO-120-IN-DT-0010 | BK-GCS-PEDCO-120-IN-DT-0010 | BK-GCS-PEDCO-120-IN-DT-0010 | BK-GCS-PEDCO-120-IN-DT-0010 | BK-GCS-PEDCO-120-IN-PY-0003 | BK-GCS-PEDCO-120-IN-PY-0003 | BK-GCS-PEDCO-120-IN-PY-0003 | BK-GCS-PEDCO-120-IN-PY-0003 | BK-GCS-PEDCO-120-IN-PY-0003 | 62 | 62 | 54.1 | 54.1 | 175 | 175 | 60 | 60 | D02
339 | 2nd Stage Gas Compression Air Coolers | 2nd Stage Gas Compression Air Coolers | 2nd Stage Gas Compression Air Coolers | XZSC-2133C | XZSC-2133C | Limit Switch Close (Included in ON-OFF Valve) | Limit Switch Close (Included in ON-OFF Valve) | GAS-111-0058C-FS00-6"-NP | GAS-111-0058C-FS00-6"-NP | GAS-111-0058C-FS00-6"-NP | GAS-111-0058C-FS00-6"-NP | GAS-111-0058C-FS00-6"-NP | BK-GCS-PEDCO-120-PR-PI-0011 (3 of 3) | BK-GCS-PEDCO-120-PR-PI-0011 (3 of 3) | BK-GCS-PEDCO-120-PR-PI-0011 (3 of 3) | BK-GCS-PEDCO-120-PR-PI-0011 (3 of 3) | BK-GCS-PEDCO-120-PR-PI-0011 (3 of 3) | BK-GCS-PEDCO-120-PR-PI-0011 (3 of 3) | GAS | GAS | GAS | BK-GCS-PEDCO-120-IN-DT-0010 | BK-GCS-PEDCO-120-IN-DT-0010 | BK-GCS-PEDCO-120-IN-DT-0010 | BK-GCS-PEDCO-120-IN-DT-0010 | BK-GCS-PEDCO-120-IN-PY-0003 | BK-GCS-PEDCO-120-IN-PY-0003 | BK-GCS-PEDCO-120-IN-PY-0003 | BK-GCS-PEDCO-120-IN-PY-0003 | BK-GCS-PEDCO-120-IN-PY-0003 | 62 | 62 | 54.1 | 54.1 | 175 | 175 | 60 | 60 | D02
340 | 2nd Stage Gas Compression Air Coolers | 2nd Stage Gas Compression Air Coolers | 2nd Stage Gas Compression Air Coolers | XZSO-2133C | XZSO-2133C | Limit Switch Open (Included in ON-OFF Valve) | Limit Switch Open (Included in ON-OFF Valve) | GAS-111-0058C-FS00-6"-NP | GAS-111-0058C-FS00-6"-NP | GAS-111-0058C-FS00-6"-NP | GAS-111-0058C-FS00-6"-NP | GAS-111-0058C-FS00-6"-NP | BK-GCS-PEDCO-120-PR-PI-0011 (3 of 3) | BK-GCS-PEDCO-120-PR-PI-0011 (3 of 3) | BK-GCS-PEDCO-120-PR-PI-0011 (3 of 3) | BK-GCS-PEDCO-120-PR-PI-0011 (3 of 3) | BK-GCS-PEDCO-120-PR-PI-0011 (3 of 3) | BK-GCS-PEDCO-120-PR-PI-0011 (3 of 3) | GAS | GAS | GAS | BK-GCS-PEDCO-120-IN-DT-0010 | BK-GCS-PEDCO-120-IN-DT-0010 | BK-GCS-PEDCO-120-IN-DT-0010 | BK-GCS-PEDCO-120-IN-DT-0010 | BK-GCS-PEDCO-120-IN-PY-0003 | BK-GCS-PEDCO-120-IN-PY-0003 | BK-GCS-PEDCO-120-IN-PY-0003 | BK-GCS-PEDCO-120-IN-PY-0003 | BK-GCS-PEDCO-120-IN-PY-0003 | 62 | 62 | 54.1 | 54.1 | 175 | 175 | 60 | 60 | D02
341 | 2nd Stage Gas Compression Air Coolers | 2nd Stage Gas Compression Air Coolers | 2nd Stage Gas Compression Air Coolers | PSOV-2133C | PSOV-2133C | Process Solenoid Valve | Process Solenoid Valve | GAS-111-0058C-FS00-6"-NP | GAS-111-0058C-FS00-6"-NP | GAS-111-0058C-FS00-6"-NP | GAS-111-0058C-FS00-6"-NP | GAS-111-0058C-FS00-6"-NP | BK-GCS-PEDCO-120-PR-PI-0011 (3 of 3) | BK-GCS-PEDCO-120-PR-PI-0011 (3 of 3) | BK-GCS-PEDCO-120-PR-PI-0011 (3 of 3) | BK-GCS-PEDCO-120-PR-PI-0011 (3 of 3) | BK-GCS-PEDCO-120-PR-PI-0011 (3 of 3) | BK-GCS-PEDCO-120-PR-PI-0011 (3 of 3) | GAS | GAS | GAS | BK-GCS-PEDCO-120-IN-DT-0010 | BK-GCS-PEDCO-120-IN-DT-0010 | BK-GCS-PEDCO-120-IN-DT-0010 | BK-GCS-PEDCO-120-IN-DT-0010 | BK-GCS-PEDCO-120-IN-PY-0003 | BK-GCS-PEDCO-120-IN-PY-0003 | BK-GCS-PEDCO-120-IN-PY-0003 | BK-GCS-PEDCO-120-IN-PY-0003 | BK-GCS-PEDCO-120-IN-PY-0003 | 62 | 62 | 54.1 | 54.1 | 175 | 175 | 60 | 60 | D02
342 | 2nd Stage Gas Compression Air Coolers | 2nd Stage Gas Compression Air Coolers | 2nd Stage Gas Compression Air Coolers | ESOV-2133C | ESOV-2133C | ESD Solenoid Valve | ESD Solenoid Valve | GAS-111-0058C-FS00-6"-NP | GAS-111-0058C-FS00-6"-NP | GAS-111-0058C-FS00-6"-NP | GAS-111-0058C-FS00-6"-NP | GAS-111-0058C-FS00-6"-NP | BK-GCS-PEDCO-120-PR-PI-0011 (3 of 3) | BK-GCS-PEDCO-120-PR-PI-0011 (3 of 3) | BK-GCS-PEDCO-120-PR-PI-0011 (3 of 3) | BK-GCS-PEDCO-120-PR-PI-0011 (3 of 3) | BK-GCS-PEDCO-120-PR-PI-0011 (3 of 3) | BK-GCS-PEDCO-120-PR-PI-0011 (3 of 3) | GAS | GAS | GAS | BK-GCS-PEDCO-120-IN-DT-0010 | BK-GCS-PEDCO-120-IN-DT-0010 | BK-GCS-PEDCO-120-IN-DT-0010 | BK-GCS-PEDCO-120-IN-DT-0010 | BK-GCS-PEDCO-120-IN-PY-0003 | BK-GCS-PEDCO-120-IN-PY-0003 | BK-GCS-PEDCO-120-IN-PY-0003 | BK-GCS-PEDCO-120-IN-PY-0003 | BK-GCS-PEDCO-120-IN-PY-0003 | 62 | 62 | 54.1 | 54.1 | 175 | 175 | 60 | 60 | D02
343 | 2nd Stage Gas Compression Air Coolers | 2nd Stage Gas Compression Air Coolers | 2nd Stage Gas Compression Air Coolers | XV-2133C | XV-2133C | ON/OFF VAVLE | ON/OFF VAVLE | GAS-111-0058C-FS00-6"-NP | GAS-111-0058C-FS00-6"-NP | GAS-111-0058C-FS00-6"-NP | GAS-111-0058C-FS00-6"-NP | GAS-111-0058C-FS00-6"-NP | BK-GCS-PEDCO-120-PR-PI-0011 (3 of 3) | BK-GCS-PEDCO-120-PR-PI-0011 (3 of 3) | BK-GCS-PEDCO-120-PR-PI-0011 (3 of 3) | BK-GCS-PEDCO-120-PR-PI-0011 (3 of 3) | BK-GCS-PEDCO-120-PR-PI-0011 (3 of 3) | BK-GCS-PEDCO-120-PR-PI-0011 (3 of 3) | GAS | GAS | GAS | BK-GCS-PEDCO-120-IN-DT-0010 | BK-GCS-PEDCO-120-IN-DT-0010 | BK-GCS-PEDCO-120-IN-DT-0010 | BK-GCS-PEDCO-120-IN-DT-0010 | BK-GCS-PEDCO-120-IN-PY-0003 | BK-GCS-PEDCO-120-IN-PY-0003 | BK-GCS-PEDCO-120-IN-PY-0003 | BK-GCS-PEDCO-120-IN-PY-0003 | BK-GCS-PEDCO-120-IN-PY-0003 | 62 | 62 | 54.1 | 54.1 | 175 | 175 | 60 | 60 | D02
344 | 2nd Stage Gas Compression Discharge Drum | 2nd Stage Gas Compression Discharge Drum | 2nd Stage Gas Compression Discharge Drum | FG-2142 | FG-2142 | Rotameter | Rotameter | CHM-112-0006-FS00-3/4"-NP | CHM-112-0006-FS00-3/4"-NP | CHM-112-0006-FS00-3/4"-NP | CHM-112-0006-FS00-3/4"-NP | CHM-112-0006-FS00-3/4"-NP | BK-GCS-PEDCO-120-PR-PI-0012 | BK-GCS-PEDCO-120-PR-PI-0012 | BK-GCS-PEDCO-120-PR-PI-0012 | BK-GCS-PEDCO-120-PR-PI-0012 | BK-GCS-PEDCO-120-PR-PI-0012 | BK-GCS-PEDCO-120-PR-PI-0012 | LIQUID | LIQUID | LIQUID | BK-GCS-PEDCO-120-IN-DT-0018 | BK-GCS-PEDCO-120-IN-DT-0018 | BK-GCS-PEDCO-120-IN-DT-0018 | BK-GCS-PEDCO-120-IN-DT-0018 | BK-GCS-PEDCO-120-IN-PY-0003 | BK-GCS-PEDCO-120-IN-PY-0003 | BK-GCS-PEDCO-120-IN-PY-0003 | BK-GCS-PEDCO-120-IN-PY-0003 | BK-GCS-PEDCO-120-IN-PY-0003 | 62 | 62 | ATM | ATM | 55 | 55 | AMB | AMB | D02
345 | 2nd Stage Gas Compression Discharge Drum | 2nd Stage Gas Compression Discharge Drum | 2nd Stage Gas Compression Discharge Drum | FG-2141 | FG-2141 | Rotameter | Rotameter | CHM-112-0010-FS00-3/4"-NP | CHM-112-0010-FS00-3/4"-NP | CHM-112-0010-FS00-3/4"-NP | CHM-112-0010-FS00-3/4"-NP | CHM-112-0010-FS00-3/4"-NP | BK-GCS-PEDCO-120-PR-PI-0012 | BK-GCS-PEDCO-120-PR-PI-0012 | BK-GCS-PEDCO-120-PR-PI-0012 | BK-GCS-PEDCO-120-PR-PI-0012 | BK-GCS-PEDCO-120-PR-PI-0012 | BK-GCS-PEDCO-120-PR-PI-0012 | LIQUID | LIQUID | LIQUID | BK-GCS-PEDCO-120-IN-DT-0018 | BK-GCS-PEDCO-120-IN-DT-0018 | BK-GCS-PEDCO-120-IN-DT-0018 | BK-GCS-PEDCO-120-IN-DT-0018 | BK-GCS-PEDCO-120-IN-PY-0003 | BK-GCS-PEDCO-120-IN-PY-0003 | BK-GCS-PEDCO-120-IN-PY-0003 | BK-GCS-PEDCO-120-IN-PY-0003 | BK-GCS-PEDCO-120-IN-PY-0003 | 62 | 62 | ATM | ATM | 55 | 55 | AMB | AMB | D02
346 | 2nd Stage Gas Compression Discharge Drum | 2nd Stage Gas Compression Discharge Drum | 2nd Stage Gas Compression Discharge Drum | PSV-2141 | PSV-2141 | Pressure Safety Valve | Pressure Safety Valve | GAS-111-0060-FN05-2"-PT | GAS-111-0060-FN05-2"-PT | GAS-111-0060-FN05-2"-PT | GAS-111-0060-FN05-2"-PT | GAS-111-0060-FN05-2"-PT | BK-GCS-PEDCO-120-PR-PI-0012 | BK-GCS-PEDCO-120-PR-PI-0012 | BK-GCS-PEDCO-120-PR-PI-0012 | BK-GCS-PEDCO-120-PR-PI-0012 | BK-GCS-PEDCO-120-PR-PI-0012 | BK-GCS-PEDCO-120-PR-PI-0012 | GAS | GAS | GAS | BK-GCS-PEDCO-120-IN-DT-0009 | BK-GCS-PEDCO-120-IN-DT-0009 | BK-GCS-PEDCO-120-IN-DT-0009 | BK-GCS-PEDCO-120-IN-DT-0009 | BK-GCS-PEDCO-120-IN-PY-0003 | BK-GCS-PEDCO-120-IN-PY-0003 | BK-GCS-PEDCO-120-IN-PY-0003 | BK-GCS-PEDCO-120-IN-PY-0003 | BK-GCS-PEDCO-120-IN-PY-0003 | 62 | 62 | 53.9 | 53.9 | 130 | 130 | 59.89 | 59.89 | D02
347 | 2nd Stage Gas Compression Discharge Drum | 2nd Stage Gas Compression Discharge Drum | 2nd Stage Gas Compression Discharge Drum | PSV-2142 | PSV-2142 | Pressure Safety Valve | Pressure Safety Valve | GAS-111-0062-FN05-2"-PT | GAS-111-0062-FN05-2"-PT | GAS-111-0062-FN05-2"-PT | GAS-111-0062-FN05-2"-PT | GAS-111-0062-FN05-2"-PT | BK-GCS-PEDCO-120-PR-PI-0012 | BK-GCS-PEDCO-120-PR-PI-0012 | BK-GCS-PEDCO-120-PR-PI-0012 | BK-GCS-PEDCO-120-PR-PI-0012 | BK-GCS-PEDCO-120-PR-PI-0012 | BK-GCS-PEDCO-120-PR-PI-0012 | GAS | GAS | GAS | BK-GCS-PEDCO-120-IN-DT-0009 | BK-GCS-PEDCO-120-IN-DT-0009 | BK-GCS-PEDCO-120-IN-DT-0009 | BK-GCS-PEDCO-120-IN-DT-0009 | BK-GCS-PEDCO-120-IN-PY-0003 | BK-GCS-PEDCO-120-IN-PY-0003 | BK-GCS-PEDCO-120-IN-PY-0003 | BK-GCS-PEDCO-120-IN-PY-0003 | BK-GCS-PEDCO-120-IN-PY-0003 | 62 | 62 | 53.9 | 53.9 | 130 | 130 | 59.89 | 59.89 | D02
348 | 2nd Stage Gas Compression Discharge Drum | 2nd Stage Gas Compression Discharge Drum | 2nd Stage Gas Compression Discharge Drum | BZSC-2141 | BZSC-2141 | Limit Switch Close (Included in blowdown Valve) | Limit Switch Close (Included in blowdown Valve) | GAS-111-0065-FN05-2"-PT | GAS-111-0065-FN05-2"-PT | GAS-111-0065-FN05-2"-PT | GAS-111-0065-FN05-2"-PT | GAS-111-0065-FN05-2"-PT | BK-GCS-PEDCO-120-PR-PI-0012 | BK-GCS-PEDCO-120-PR-PI-0012 | BK-GCS-PEDCO-120-PR-PI-0012 | BK-GCS-PEDCO-120-PR-PI-0012 | BK-GCS-PEDCO-120-PR-PI-0012 | BK-GCS-PEDCO-120-PR-PI-0012 | GAS | GAS | GAS | BK-GCS-PEDCO-120-IN-DT-0010 | BK-GCS-PEDCO-120-IN-DT-0010 | BK-GCS-PEDCO-120-IN-DT-0010 | BK-GCS-PEDCO-120-IN-DT-0010 | BK-GCS-PEDCO-120-IN-PY-0003 | BK-GCS-PEDCO-120-IN-PY-0003 | BK-GCS-PEDCO-120-IN-PY-0003 | BK-GCS-PEDCO-120-IN-PY-0003 | BK-GCS-PEDCO-120-IN-PY-0003 | 62 | 62 | 53.9 | 53.9 | 130 | 130 | 59.89 | 59.89 | D02
349 | 2nd Stage Gas Compression Discharge Drum | 2nd Stage Gas Compression Discharge Drum | 2nd Stage Gas Compression Discharge Drum | BZSO-2141 | BZSO-2141 | Limit Switch Open (Included in blowdown Valve) | Limit Switch Open (Included in blowdown Valve) | GAS-111-0065-FN05-2"-PT | GAS-111-0065-FN05-2"-PT | GAS-111-0065-FN05-2"-PT | GAS-111-0065-FN05-2"-PT | GAS-111-0065-FN05-2"-PT | BK-GCS-PEDCO-120-PR-PI-0012 | BK-GCS-PEDCO-120-PR-PI-0012 | BK-GCS-PEDCO-120-PR-PI-0012 | BK-GCS-PEDCO-120-PR-PI-0012 | BK-GCS-PEDCO-120-PR-PI-0012 | BK-GCS-PEDCO-120-PR-PI-0012 | GAS | GAS | GAS | BK-GCS-PEDCO-120-IN-DT-0010 | BK-GCS-PEDCO-120-IN-DT-0010 | BK-GCS-PEDCO-120-IN-DT-0010 | BK-GCS-PEDCO-120-IN-DT-0010 | BK-GCS-PEDCO-120-IN-PY-0003 | BK-GCS-PEDCO-120-IN-PY-0003 | BK-GCS-PEDCO-120-IN-PY-0003 | BK-GCS-PEDCO-120-IN-PY-0003 | BK-GCS-PEDCO-120-IN-PY-0003 | 62 | 62 | 53.9 | 53.9 | 130 | 130 | 59.89 | 59.89 | D02
350 | 2nd Stage Gas Compression Discharge Drum | 2nd Stage Gas Compression Discharge Drum | 2nd Stage Gas Compression Discharge Drum | BSOV-2141 | BSOV-2141 | BDV Solenoid Valve | BDV Solenoid Valve | GAS-111-0065-FN05-2"-PT | GAS-111-0065-FN05-2"-PT | GAS-111-0065-FN05-2"-PT | GAS-111-0065-FN05-2"-PT | GAS-111-0065-FN05-2"-PT | BK-GCS-PEDCO-120-PR-PI-0012 | BK-GCS-PEDCO-120-PR-PI-0012 | BK-GCS-PEDCO-120-PR-PI-0012 | BK-GCS-PEDCO-120-PR-PI-0012 | BK-GCS-PEDCO-120-PR-PI-0012 | BK-GCS-PEDCO-120-PR-PI-0012 | GAS | GAS | GAS | BK-GCS-PEDCO-120-IN-DT-0010 | BK-GCS-PEDCO-120-IN-DT-0010 | BK-GCS-PEDCO-120-IN-DT-0010 | BK-GCS-PEDCO-120-IN-DT-0010 | BK-GCS-PEDCO-120-IN-PY-0003 | BK-GCS-PEDCO-120-IN-PY-0003 | BK-GCS-PEDCO-120-IN-PY-0003 | BK-GCS-PEDCO-120-IN-PY-0003 | BK-GCS-PEDCO-120-IN-PY-0003 | 62 | 62 | 53.9 | 53.9 | 130 | 130 | 59.89 | 59.89 | D02
351 | 2nd Stage Gas Compression Discharge Drum | 2nd Stage Gas Compression Discharge Drum | 2nd Stage Gas Compression Discharge Drum | BDV-2141 | BDV-2141 | Blowdown valve | Blowdown valve | GAS-111-0065-FN05-2"-PT | GAS-111-0065-FN05-2"-PT | GAS-111-0065-FN05-2"-PT | GAS-111-0065-FN05-2"-PT | GAS-111-0065-FN05-2"-PT | BK-GCS-PEDCO-120-PR-PI-0012 | BK-GCS-PEDCO-120-PR-PI-0012 | BK-GCS-PEDCO-120-PR-PI-0012 | BK-GCS-PEDCO-120-PR-PI-0012 | BK-GCS-PEDCO-120-PR-PI-0012 | BK-GCS-PEDCO-120-PR-PI-0012 | GAS | GAS | GAS | BK-GCS-PEDCO-120-IN-DT-0010 | BK-GCS-PEDCO-120-IN-DT-0010 | BK-GCS-PEDCO-120-IN-DT-0010 | BK-GCS-PEDCO-120-IN-DT-0010 | BK-GCS-PEDCO-120-IN-PY-0003 | BK-GCS-PEDCO-120-IN-PY-0003 | BK-GCS-PEDCO-120-IN-PY-0003 | BK-GCS-PEDCO-120-IN-PY-0003 | BK-GCS-PEDCO-120-IN-PY-0003 | 62 | 62 | 53.9 | 53.9 | 130 | 130 | 59.89 | 59.89 | D02
352 | 2nd Stage Gas Compression Discharge Drum | 2nd Stage Gas Compression Discharge Drum | 2nd Stage Gas Compression Discharge Drum | RO-2141 | RO-2141 | Restriction Orifice | Restriction Orifice | GAS-111-0065-FN05-2"-PT | GAS-111-0065-FN05-2"-PT | GAS-111-0065-FN05-2"-PT | GAS-111-0065-FN05-2"-PT | GAS-111-0065-FN05-2"-PT | BK-GCS-PEDCO-120-PR-PI-0012 | BK-GCS-PEDCO-120-PR-PI-0012 | BK-GCS-PEDCO-120-PR-PI-0012 | BK-GCS-PEDCO-120-PR-PI-0012 | BK-GCS-PEDCO-120-PR-PI-0012 | BK-GCS-PEDCO-120-PR-PI-0012 | GAS | GAS | GAS | BK-GCS-PEDCO-120-IN-DT-0013 | BK-GCS-PEDCO-120-IN-DT-0013 | BK-GCS-PEDCO-120-IN-DT-0013 | BK-GCS-PEDCO-120-IN-DT-0013 | BK-GCS-PEDCO-120-IN-PY-0003 | BK-GCS-PEDCO-120-IN-PY-0003 | BK-GCS-PEDCO-120-IN-PY-0003 | BK-GCS-PEDCO-120-IN-PY-0003 | BK-GCS-PEDCO-120-IN-PY-0003 | 62 | 62 | 53.9 | 53.9 | 130 | 130 | 59.89 | 59.89 | D02
353 | 2nd Stage Gas Compression Discharge Drum | 2nd Stage Gas Compression Discharge Drum | 2nd Stage Gas Compression Discharge Drum | CP-2141 | CP-2141 | Corrosion Probe | Corrosion Probe | GAS-111-0066-FN05-6"-PT | GAS-111-0066-FN05-6"-PT | GAS-111-0066-FN05-6"-PT | GAS-111-0066-FN05-6"-PT | GAS-111-0066-FN05-6"-PT | BK-GCS-PEDCO-120-PR-PI-0012 | BK-GCS-PEDCO-120-PR-PI-0012 | BK-GCS-PEDCO-120-PR-PI-0012 | BK-GCS-PEDCO-120-PR-PI-0012 | BK-GCS-PEDCO-120-PR-PI-0012 | BK-GCS-PEDCO-120-PR-PI-0012 | GAS | GAS | GAS | BK-GCS-PEDCO-120-IN-DT-0014 | BK-GCS-PEDCO-120-IN-DT-0014 | BK-GCS-PEDCO-120-IN-DT-0014 | BK-GCS-PEDCO-120-IN-DT-0014 | BK-GCS-PEDCO-120-IN-PY-0003 | BK-GCS-PEDCO-120-IN-PY-0003 | BK-GCS-PEDCO-120-IN-PY-0003 | BK-GCS-PEDCO-120-IN-PY-0003 | BK-GCS-PEDCO-120-IN-PY-0003 | 62 | 62 | 53.9 | 53.9 | 130 | 130 | 59.89 | 59.89 | D02
354 | 2nd Stage Gas Compression Discharge Drum | 2nd Stage Gas Compression Discharge Drum | 2nd Stage Gas Compression Discharge Drum | CC-2141 | CC-2141 | Corrosion Coupon | Corrosion Coupon | GAS-111-0066-FN05-6"-PT | GAS-111-0066-FN05-6"-PT | GAS-111-0066-FN05-6"-PT | GAS-111-0066-FN05-6"-PT | GAS-111-0066-FN05-6"-PT | BK-GCS-PEDCO-120-PR-PI-0012 | BK-GCS-PEDCO-120-PR-PI-0012 | BK-GCS-PEDCO-120-PR-PI-0012 | BK-GCS-PEDCO-120-PR-PI-0012 | BK-GCS-PEDCO-120-PR-PI-0012 | BK-GCS-PEDCO-120-PR-PI-0012 | GAS | GAS | GAS | BK-GCS-PEDCO-120-IN-DT-0014 | BK-GCS-PEDCO-120-IN-DT-0014 | BK-GCS-PEDCO-120-IN-DT-0014 | BK-GCS-PEDCO-120-IN-DT-0014 | BK-GCS-PEDCO-120-IN-PY-0003 | BK-GCS-PEDCO-120-IN-PY-0003 | BK-GCS-PEDCO-120-IN-PY-0003 | BK-GCS-PEDCO-120-IN-PY-0003 | BK-GCS-PEDCO-120-IN-PY-0003 | 62 | 62 | 53.9 | 53.9 | 130 | 130 | 59.89 | 59.89 | D02
355 | 2nd Stage Gas Compression Discharge Drum | 2nd Stage Gas Compression Discharge Drum | 2nd Stage Gas Compression Discharge Drum | PG-2142 | PG-2142 | Pressure Gauge | Pressure Gauge | GAS-111-0066-FN05-6"-PT | GAS-111-0066-FN05-6"-PT | GAS-111-0066-FN05-6"-PT | GAS-111-0066-FN05-6"-PT | GAS-111-0066-FN05-6"-PT | BK-GCS-PEDCO-120-PR-PI-0012 | BK-GCS-PEDCO-120-PR-PI-0012 | BK-GCS-PEDCO-120-PR-PI-0012 | BK-GCS-PEDCO-120-PR-PI-0012 | BK-GCS-PEDCO-120-PR-PI-0012 | BK-GCS-PEDCO-120-PR-PI-0012 | GAS | GAS | GAS | BK-GCS-PEDCO-120-IN-DT-0001 | BK-GCS-PEDCO-120-IN-DT-0001 | BK-GCS-PEDCO-120-IN-DT-0001 | BK-GCS-PEDCO-120-IN-DT-0001 | BK-GCS-PEDCO-120-IN-PY-0003 | BK-GCS-PEDCO-120-IN-PY-0003 | BK-GCS-PEDCO-120-IN-PY-0003 | BK-GCS-PEDCO-120-IN-PY-0003 | BK-GCS-PEDCO-120-IN-PY-0003 | 62 | 62 | 53.9 | 53.9 | 130 | 130 | 59.89 | 59.89 | D02
356 | 2nd Stage Gas Compression Discharge Drum | 2nd Stage Gas Compression Discharge Drum | 2nd Stage Gas Compression Discharge Drum | TG-2142 | TG-2142 | Temperature Gauge | Temperature Gauge | GAS-111-0066-FN05-6"-PT | GAS-111-0066-FN05-6"-PT | GAS-111-0066-FN05-6"-PT | GAS-111-0066-FN05-6"-PT | GAS-111-0066-FN05-6"-PT | BK-GCS-PEDCO-120-PR-PI-0012 | BK-GCS-PEDCO-120-PR-PI-0012 | BK-GCS-PEDCO-120-PR-PI-0012 | BK-GCS-PEDCO-120-PR-PI-0012 | BK-GCS-PEDCO-120-PR-PI-0012 | BK-GCS-PEDCO-120-PR-PI-0012 | GAS | GAS | GAS | BK-GCS-PEDCO-120-IN-DT-0002 | BK-GCS-PEDCO-120-IN-DT-0002 | BK-GCS-PEDCO-120-IN-DT-0002 | BK-GCS-PEDCO-120-IN-DT-0002 | BK-GCS-PEDCO-120-IN-PY-0003 | BK-GCS-PEDCO-120-IN-PY-0003 | BK-GCS-PEDCO-120-IN-PY-0003 | BK-GCS-PEDCO-120-IN-PY-0003 | BK-GCS-PEDCO-120-IN-PY-0003 | 62 | 62 | 53.9 | 53.9 | 130 | 130 | 59.89 | 59.89 | D02
357 | 2nd Stage Gas Compression Discharge Drum | 2nd Stage Gas Compression Discharge Drum | 2nd Stage Gas Compression Discharge Drum | XZSC-2142 | XZSC-2142 | Limit Switch Close (Included in ON-OFF Valve) | Limit Switch Close (Included in ON-OFF Valve) | GAS-111-0066-FN05-6"-PT | GAS-111-0066-FN05-6"-PT | GAS-111-0066-FN05-6"-PT | GAS-111-0066-FN05-6"-PT | GAS-111-0066-FN05-6"-PT | BK-GCS-PEDCO-120-PR-PI-0012 | BK-GCS-PEDCO-120-PR-PI-0012 | BK-GCS-PEDCO-120-PR-PI-0012 | BK-GCS-PEDCO-120-PR-PI-0012 | BK-GCS-PEDCO-120-PR-PI-0012 | BK-GCS-PEDCO-120-PR-PI-0012 | GAS | GAS | GAS | BK-GCS-PEDCO-120-IN-DT-0010 | BK-GCS-PEDCO-120-IN-DT-0010 | BK-GCS-PEDCO-120-IN-DT-0010 | BK-GCS-PEDCO-120-IN-DT-0010 | BK-GCS-PEDCO-120-IN-PY-0003 | BK-GCS-PEDCO-120-IN-PY-0003 | BK-GCS-PEDCO-120-IN-PY-0003 | BK-GCS-PEDCO-120-IN-PY-0003 | BK-GCS-PEDCO-120-IN-PY-0003 | 62 | 62 | 53.9 | 53.9 | 130 | 130 | 59.89 | 59.89 | D02
358 | 2nd Stage Gas Compression Discharge Drum | 2nd Stage Gas Compression Discharge Drum | 2nd Stage Gas Compression Discharge Drum | XZSO-2142 | XZSO-2142 | Limit Switch Open (Included in ON-OFF Valve) | Limit Switch Open (Included in ON-OFF Valve) | GAS-111-0066-FN05-6"-PT | GAS-111-0066-FN05-6"-PT | GAS-111-0066-FN05-6"-PT | GAS-111-0066-FN05-6"-PT | GAS-111-0066-FN05-6"-PT | BK-GCS-PEDCO-120-PR-PI-0012 | BK-GCS-PEDCO-120-PR-PI-0012 | BK-GCS-PEDCO-120-PR-PI-0012 | BK-GCS-PEDCO-120-PR-PI-0012 | BK-GCS-PEDCO-120-PR-PI-0012 | BK-GCS-PEDCO-120-PR-PI-0012 | GAS | GAS | GAS | BK-GCS-PEDCO-120-IN-DT-0010 | BK-GCS-PEDCO-120-IN-DT-0010 | BK-GCS-PEDCO-120-IN-DT-0010 | BK-GCS-PEDCO-120-IN-DT-0010 | BK-GCS-PEDCO-120-IN-PY-0003 | BK-GCS-PEDCO-120-IN-PY-0003 | BK-GCS-PEDCO-120-IN-PY-0003 | BK-GCS-PEDCO-120-IN-PY-0003 | BK-GCS-PEDCO-120-IN-PY-0003 | 62 | 62 | 53.9 | 53.9 | 130 | 130 | 59.89 | 59.89 | D02
359 | 2nd Stage Gas Compression Discharge Drum | 2nd Stage Gas Compression Discharge Drum | 2nd Stage Gas Compression Discharge Drum | ESOV-2142 | ESOV-2142 | ESD Solenoid Valve | ESD Solenoid Valve | GAS-111-0066-FN05-6"-PT | GAS-111-0066-FN05-6"-PT | GAS-111-0066-FN05-6"-PT | GAS-111-0066-FN05-6"-PT | GAS-111-0066-FN05-6"-PT | BK-GCS-PEDCO-120-PR-PI-0012 | BK-GCS-PEDCO-120-PR-PI-0012 | BK-GCS-PEDCO-120-PR-PI-0012 | BK-GCS-PEDCO-120-PR-PI-0012 | BK-GCS-PEDCO-120-PR-PI-0012 | BK-GCS-PEDCO-120-PR-PI-0012 | GAS | GAS | GAS | BK-GCS-PEDCO-120-IN-DT-0010 | BK-GCS-PEDCO-120-IN-DT-0010 | BK-GCS-PEDCO-120-IN-DT-0010 | BK-GCS-PEDCO-120-IN-DT-0010 | BK-GCS-PEDCO-120-IN-PY-0003 | BK-GCS-PEDCO-120-IN-PY-0003 | BK-GCS-PEDCO-120-IN-PY-0003 | BK-GCS-PEDCO-120-IN-PY-0003 | BK-GCS-PEDCO-120-IN-PY-0003 | 62 | 62 | 53.9 | 53.9 | 130 | 130 | 59.89 | 59.89 | D02
360 | 2nd Stage Gas Compression Discharge Drum | 2nd Stage Gas Compression Discharge Drum | 2nd Stage Gas Compression Discharge Drum | PSOV-2142 | PSOV-2142 | Process Solenoid Valve | Process Solenoid Valve | GAS-111-0066-FN05-6"-PT | GAS-111-0066-FN05-6"-PT | GAS-111-0066-FN05-6"-PT | GAS-111-0066-FN05-6"-PT | GAS-111-0066-FN05-6"-PT | BK-GCS-PEDCO-120-PR-PI-0012 | BK-GCS-PEDCO-120-PR-PI-0012 | BK-GCS-PEDCO-120-PR-PI-0012 | BK-GCS-PEDCO-120-PR-PI-0012 | BK-GCS-PEDCO-120-PR-PI-0012 | BK-GCS-PEDCO-120-PR-PI-0012 | GAS | GAS | GAS | BK-GCS-PEDCO-120-IN-DT-0010 | BK-GCS-PEDCO-120-IN-DT-0010 | BK-GCS-PEDCO-120-IN-DT-0010 | BK-GCS-PEDCO-120-IN-DT-0010 | BK-GCS-PEDCO-120-IN-PY-0003 | BK-GCS-PEDCO-120-IN-PY-0003 | BK-GCS-PEDCO-120-IN-PY-0003 | BK-GCS-PEDCO-120-IN-PY-0003 | BK-GCS-PEDCO-120-IN-PY-0003 | 62 | 62 | 53.9 | 53.9 | 130 | 130 | 59.89 | 59.89 | D02
361 | 2nd Stage Gas Compression Discharge Drum | 2nd Stage Gas Compression Discharge Drum | 2nd Stage Gas Compression Discharge Drum | XV-2142 | XV-2142 | ON/OFF VAVLE | ON/OFF VAVLE | GAS-111-0065-FN05-2"-PT | GAS-111-0065-FN05-2"-PT | GAS-111-0065-FN05-2"-PT | GAS-111-0065-FN05-2"-PT | GAS-111-0065-FN05-2"-PT | BK-GCS-PEDCO-120-PR-PI-0012 | BK-GCS-PEDCO-120-PR-PI-0012 | BK-GCS-PEDCO-120-PR-PI-0012 | BK-GCS-PEDCO-120-PR-PI-0012 | BK-GCS-PEDCO-120-PR-PI-0012 | BK-GCS-PEDCO-120-PR-PI-0012 | GAS | GAS | GAS | BK-GCS-PEDCO-120-IN-DT-0010 | BK-GCS-PEDCO-120-IN-DT-0010 | BK-GCS-PEDCO-120-IN-DT-0010 | BK-GCS-PEDCO-120-IN-DT-0010 | BK-GCS-PEDCO-120-IN-PY-0003 | BK-GCS-PEDCO-120-IN-PY-0003 | BK-GCS-PEDCO-120-IN-PY-0003 | BK-GCS-PEDCO-120-IN-PY-0003 | BK-GCS-PEDCO-120-IN-PY-0003 | 62 | 62 | 53.9 | 53.9 | 130 | 130 | 59.89 | 59.89 | D02
362 | 2nd Stage Gas Compression Discharge Drum | 2nd Stage Gas Compression Discharge Drum | 2nd Stage Gas Compression Discharge Drum | XZSC-2143 | XZSC-2143 | Limit Switch Close (Included in ON-OFF Valve) | Limit Switch Close (Included in ON-OFF Valve) | GAS-111-0366-FN05-6"-PT | GAS-111-0366-FN05-6"-PT | GAS-111-0366-FN05-6"-PT | GAS-111-0366-FN05-6"-PT | GAS-111-0366-FN05-6"-PT | BK-GCS-PEDCO-120-PR-PI-0012 | BK-GCS-PEDCO-120-PR-PI-0012 | BK-GCS-PEDCO-120-PR-PI-0012 | BK-GCS-PEDCO-120-PR-PI-0012 | BK-GCS-PEDCO-120-PR-PI-0012 | BK-GCS-PEDCO-120-PR-PI-0012 | GAS | GAS | GAS | BK-GCS-PEDCO-120-IN-DT-0010 | BK-GCS-PEDCO-120-IN-DT-0010 | BK-GCS-PEDCO-120-IN-DT-0010 | BK-GCS-PEDCO-120-IN-DT-0010 | BK-GCS-PEDCO-120-IN-PY-0003 | BK-GCS-PEDCO-120-IN-PY-0003 | BK-GCS-PEDCO-120-IN-PY-0003 | BK-GCS-PEDCO-120-IN-PY-0003 | BK-GCS-PEDCO-120-IN-PY-0003 | 62 | 62 | 53.9 | 53.9 | 130 | 130 | 59.89 | 59.89 | D02
363 | 2nd Stage Gas Compression Discharge Drum | 2nd Stage Gas Compression Discharge Drum | 2nd Stage Gas Compression Discharge Drum | XZSO-2143 | XZSO-2143 | Limit Switch Open (Included in ON-OFF Valve) | Limit Switch Open (Included in ON-OFF Valve) | GAS-111-0366-FN05-6"-PT | GAS-111-0366-FN05-6"-PT | GAS-111-0366-FN05-6"-PT | GAS-111-0366-FN05-6"-PT | GAS-111-0366-FN05-6"-PT | BK-GCS-PEDCO-120-PR-PI-0012 | BK-GCS-PEDCO-120-PR-PI-0012 | BK-GCS-PEDCO-120-PR-PI-0012 | BK-GCS-PEDCO-120-PR-PI-0012 | BK-GCS-PEDCO-120-PR-PI-0012 | BK-GCS-PEDCO-120-PR-PI-0012 | GAS | GAS | GAS | BK-GCS-PEDCO-120-IN-DT-0010 | BK-GCS-PEDCO-120-IN-DT-0010 | BK-GCS-PEDCO-120-IN-DT-0010 | BK-GCS-PEDCO-120-IN-DT-0010 | BK-GCS-PEDCO-120-IN-PY-0003 | BK-GCS-PEDCO-120-IN-PY-0003 | BK-GCS-PEDCO-120-IN-PY-0003 | BK-GCS-PEDCO-120-IN-PY-0003 | BK-GCS-PEDCO-120-IN-PY-0003 | 62 | 62 | 53.9 | 53.9 | 130 | 130 | 59.89 | 59.89 | D02
364 | 2nd Stage Gas Compression Discharge Drum | 2nd Stage Gas Compression Discharge Drum | 2nd Stage Gas Compression Discharge Drum | ESOV-2143 | ESOV-2143 | ESD Solenoid Valve | ESD Solenoid Valve | GAS-111-0366-FN05-6"-PT | GAS-111-0366-FN05-6"-PT | GAS-111-0366-FN05-6"-PT | GAS-111-0366-FN05-6"-PT | GAS-111-0366-FN05-6"-PT | BK-GCS-PEDCO-120-PR-PI-0012 | BK-GCS-PEDCO-120-PR-PI-0012 | BK-GCS-PEDCO-120-PR-PI-0012 | BK-GCS-PEDCO-120-PR-PI-0012 | BK-GCS-PEDCO-120-PR-PI-0012 | BK-GCS-PEDCO-120-PR-PI-0012 | GAS | GAS | GAS | BK-GCS-PEDCO-120-IN-DT-0010 | BK-GCS-PEDCO-120-IN-DT-0010 | BK-GCS-PEDCO-120-IN-DT-0010 | BK-GCS-PEDCO-120-IN-DT-0010 | BK-GCS-PEDCO-120-IN-PY-0003 | BK-GCS-PEDCO-120-IN-PY-0003 | BK-GCS-PEDCO-120-IN-PY-0003 | BK-GCS-PEDCO-120-IN-PY-0003 | BK-GCS-PEDCO-120-IN-PY-0003 | 62 | 62 | 53.9 | 53.9 | 130 | 130 | 59.89 | 59.89 | D02
365 | 2nd Stage Gas Compression Discharge Drum | 2nd Stage Gas Compression Discharge Drum | 2nd Stage Gas Compression Discharge Drum | PSOV-2143 | PSOV-2143 | Process Solenoid Valve | Process Solenoid Valve | GAS-111-0366-FN05-6"-PT | GAS-111-0366-FN05-6"-PT | GAS-111-0366-FN05-6"-PT | GAS-111-0366-FN05-6"-PT | GAS-111-0366-FN05-6"-PT | BK-GCS-PEDCO-120-PR-PI-0012 | BK-GCS-PEDCO-120-PR-PI-0012 | BK-GCS-PEDCO-120-PR-PI-0012 | BK-GCS-PEDCO-120-PR-PI-0012 | BK-GCS-PEDCO-120-PR-PI-0012 | BK-GCS-PEDCO-120-PR-PI-0012 | GAS | GAS | GAS | BK-GCS-PEDCO-120-IN-DT-0010 | BK-GCS-PEDCO-120-IN-DT-0010 | BK-GCS-PEDCO-120-IN-DT-0010 | BK-GCS-PEDCO-120-IN-DT-0010 | BK-GCS-PEDCO-120-IN-PY-0003 | BK-GCS-PEDCO-120-IN-PY-0003 | BK-GCS-PEDCO-120-IN-PY-0003 | BK-GCS-PEDCO-120-IN-PY-0003 | BK-GCS-PEDCO-120-IN-PY-0003 | 62 | 62 | 53.9 | 53.9 | 130 | 130 | 59.89 | 59.89 | D02
366 | 2nd Stage Gas Compression Discharge Drum | 2nd Stage Gas Compression Discharge Drum | 2nd Stage Gas Compression Discharge Drum | ESDV-2143 | ESDV-2143 | Emergency Shut Down Valve | Emergency Shut Down Valve | GAS-111-0366-FN05-6"-PT | GAS-111-0366-FN05-6"-PT | GAS-111-0366-FN05-6"-PT | GAS-111-0366-FN05-6"-PT | GAS-111-0366-FN05-6"-PT | BK-GCS-PEDCO-120-PR-PI-0012 | BK-GCS-PEDCO-120-PR-PI-0012 | BK-GCS-PEDCO-120-PR-PI-0012 | BK-GCS-PEDCO-120-PR-PI-0012 | BK-GCS-PEDCO-120-PR-PI-0012 | BK-GCS-PEDCO-120-PR-PI-0012 | GAS | GAS | GAS | BK-GCS-PEDCO-120-IN-DT-0010 | BK-GCS-PEDCO-120-IN-DT-0010 | BK-GCS-PEDCO-120-IN-DT-0010 | BK-GCS-PEDCO-120-IN-DT-0010 | BK-GCS-PEDCO-120-IN-PY-0003 | BK-GCS-PEDCO-120-IN-PY-0003 | BK-GCS-PEDCO-120-IN-PY-0003 | BK-GCS-PEDCO-120-IN-PY-0003 | BK-GCS-PEDCO-120-IN-PY-0003 | 62 | 62 | 53.9 | 53.9 | 130 | 130 | 59.89 | 59.89 | D02
367 | 2nd Stage Gas Compression Discharge Drum | 2nd Stage Gas Compression Discharge Drum | 2nd Stage Gas Compression Discharge Drum | PDIT-2143 | PDIT-2143 | Differential Pressure Indicating Transmitter | Differential Pressure Indicating Transmitter | GAS-111-0366-FN05-6"-PT | GAS-111-0366-FN05-6"-PT | GAS-111-0366-FN05-6"-PT | GAS-111-0366-FN05-6"-PT | GAS-111-0366-FN05-6"-PT | BK-GCS-PEDCO-120-PR-PI-0012 | BK-GCS-PEDCO-120-PR-PI-0012 | BK-GCS-PEDCO-120-PR-PI-0012 | BK-GCS-PEDCO-120-PR-PI-0012 | BK-GCS-PEDCO-120-PR-PI-0012 | BK-GCS-PEDCO-120-PR-PI-0012 | GAS | GAS | GAS | BK-GCS-PEDCO-120-IN-DT-0004 | BK-GCS-PEDCO-120-IN-DT-0004 | BK-GCS-PEDCO-120-IN-DT-0004 | BK-GCS-PEDCO-120-IN-DT-0004 | BK-GCS-PEDCO-120-IN-PY-0003 | BK-GCS-PEDCO-120-IN-PY-0003 | BK-GCS-PEDCO-120-IN-PY-0003 | BK-GCS-PEDCO-120-IN-PY-0003 | BK-GCS-PEDCO-120-IN-PY-0003 | 62 | 62 | 53.9 | 53.9 | 130 | 130 | 59.89 | 59.89 | D02
368 | 2nd Stage Gas Compression Discharge Drum | 2nd Stage Gas Compression Discharge Drum | 2nd Stage Gas Compression Discharge Drum | LIT-2142 | LIT-2142 | Level Indicating Transmitter | Level Indicating Transmitter | V-2103 | V-2103 | V-2103 | V-2103 | V-2103 | BK-GCS-PEDCO-120-PR-PI-0012 | BK-GCS-PEDCO-120-PR-PI-0012 | BK-GCS-PEDCO-120-PR-PI-0012 | BK-GCS-PEDCO-120-PR-PI-0012 | BK-GCS-PEDCO-120-PR-PI-0012 | BK-GCS-PEDCO-120-PR-PI-0012 | LIQUID | LIQUID | LIQUID | BK-GCS-PEDCO-120-IN-DT-0006 | BK-GCS-PEDCO-120-IN-DT-0006 | BK-GCS-PEDCO-120-IN-DT-0006 | BK-GCS-PEDCO-120-IN-DT-0006 | BK-GCS-PEDCO-120-IN-PY-0003 | BK-GCS-PEDCO-120-IN-PY-0003 | BK-GCS-PEDCO-120-IN-PY-0003 | BK-GCS-PEDCO-120-IN-PY-0003 | BK-GCS-PEDCO-120-IN-PY-0003 | 62 | 62 | 53.9 | 53.9 | 130 | 130 | 59.89 | 59.89 | D02
369 | 2nd Stage Gas Compression Discharge Drum | 2nd Stage Gas Compression Discharge Drum | 2nd Stage Gas Compression Discharge Drum | TG-2141 | TG-2141 | Temperature Gauge | Temperature Gauge | V-2103 | V-2103 | V-2103 | V-2103 | V-2103 | BK-GCS-PEDCO-120-PR-PI-0012 | BK-GCS-PEDCO-120-PR-PI-0012 | BK-GCS-PEDCO-120-PR-PI-0012 | BK-GCS-PEDCO-120-PR-PI-0012 | BK-GCS-PEDCO-120-PR-PI-0012 | BK-GCS-PEDCO-120-PR-PI-0012 | GAS | GAS | GAS | BK-GCS-PEDCO-120-IN-DT-0002 | BK-GCS-PEDCO-120-IN-DT-0002 | BK-GCS-PEDCO-120-IN-DT-0002 | BK-GCS-PEDCO-120-IN-DT-0002 | BK-GCS-PEDCO-120-IN-PY-0003 | BK-GCS-PEDCO-120-IN-PY-0003 | BK-GCS-PEDCO-120-IN-PY-0003 | BK-GCS-PEDCO-120-IN-PY-0003 | BK-GCS-PEDCO-120-IN-PY-0003 | 62 | 62 | 53.9 | 53.9 | 130 | 130 | 59.89 | 59.89 | D02
370 | 2nd Stage Gas Compression Discharge Drum | 2nd Stage Gas Compression Discharge Drum | 2nd Stage Gas Compression Discharge Drum | PG-2141 | PG-2141 | Pressure Gauge | Pressure Gauge | V-2103 | V-2103 | V-2103 | V-2103 | V-2103 | BK-GCS-PEDCO-120-PR-PI-0012 | BK-GCS-PEDCO-120-PR-PI-0012 | BK-GCS-PEDCO-120-PR-PI-0012 | BK-GCS-PEDCO-120-PR-PI-0012 | BK-GCS-PEDCO-120-PR-PI-0012 | BK-GCS-PEDCO-120-PR-PI-0012 | GAS | GAS | GAS | BK-GCS-PEDCO-120-IN-DT-0001 | BK-GCS-PEDCO-120-IN-DT-0001 | BK-GCS-PEDCO-120-IN-DT-0001 | BK-GCS-PEDCO-120-IN-DT-0001 | BK-GCS-PEDCO-120-IN-PY-0003 | BK-GCS-PEDCO-120-IN-PY-0003 | BK-GCS-PEDCO-120-IN-PY-0003 | BK-GCS-PEDCO-120-IN-PY-0003 | BK-GCS-PEDCO-120-IN-PY-0003 | 62 | 62 | 53.9 | 53.9 | 130 | 130 | 59.89 | 59.89 | D02
371 | 2nd Stage Gas Compression Discharge Drum | 2nd Stage Gas Compression Discharge Drum | 2nd Stage Gas Compression Discharge Drum | PDIT-2141 | PDIT-2141 | Differential Pressure Indicating Transmitter | Differential Pressure Indicating Transmitter | V-2103 | V-2103 | V-2103 | V-2103 | V-2103 | BK-GCS-PEDCO-120-PR-PI-0012 | BK-GCS-PEDCO-120-PR-PI-0012 | BK-GCS-PEDCO-120-PR-PI-0012 | BK-GCS-PEDCO-120-PR-PI-0012 | BK-GCS-PEDCO-120-PR-PI-0012 | BK-GCS-PEDCO-120-PR-PI-0012 | GAS | GAS | GAS | BK-GCS-PEDCO-120-IN-DT-0004 | BK-GCS-PEDCO-120-IN-DT-0004 | BK-GCS-PEDCO-120-IN-DT-0004 | BK-GCS-PEDCO-120-IN-DT-0004 | BK-GCS-PEDCO-120-IN-PY-0003 | BK-GCS-PEDCO-120-IN-PY-0003 | BK-GCS-PEDCO-120-IN-PY-0003 | BK-GCS-PEDCO-120-IN-PY-0003 | BK-GCS-PEDCO-120-IN-PY-0003 | 62 | 62 | 53.9 | 53.9 | 130 | 130 | 59.89 | 59.89 | D02
372 | 2nd Stage Gas Compression Discharge Drum | 2nd Stage Gas Compression Discharge Drum | 2nd Stage Gas Compression Discharge Drum | LG-2141 | LG-2141 | Level Gauge | Level Gauge | V-2103 | V-2103 | V-2103 | V-2103 | V-2103 | BK-GCS-PEDCO-120-PR-PI-0012 | BK-GCS-PEDCO-120-PR-PI-0012 | BK-GCS-PEDCO-120-PR-PI-0012 | BK-GCS-PEDCO-120-PR-PI-0012 | BK-GCS-PEDCO-120-PR-PI-0012 | BK-GCS-PEDCO-120-PR-PI-0012 | LIQUID | LIQUID | LIQUID | BK-GCS-PEDCO-120-IN-DT-0003 | BK-GCS-PEDCO-120-IN-DT-0003 | BK-GCS-PEDCO-120-IN-DT-0003 | BK-GCS-PEDCO-120-IN-DT-0003 | BK-GCS-PEDCO-120-IN-PY-0003 | BK-GCS-PEDCO-120-IN-PY-0003 | BK-GCS-PEDCO-120-IN-PY-0003 | BK-GCS-PEDCO-120-IN-PY-0003 | BK-GCS-PEDCO-120-IN-PY-0003 | 62 | 62 | 53.9 | 53.9 | 130 | 130 | 59.89 | 59.89 | D02
373 | 2nd Stage Gas Compression Discharge Drum | 2nd Stage Gas Compression Discharge Drum | 2nd Stage Gas Compression Discharge Drum | LIT-2141 | LIT-2141 | Level Indicating Transmitter | Level Indicating Transmitter | V-2103 | V-2103 | V-2103 | V-2103 | V-2103 | BK-GCS-PEDCO-120-PR-PI-0012 | BK-GCS-PEDCO-120-PR-PI-0012 | BK-GCS-PEDCO-120-PR-PI-0012 | BK-GCS-PEDCO-120-PR-PI-0012 | BK-GCS-PEDCO-120-PR-PI-0012 | BK-GCS-PEDCO-120-PR-PI-0012 | LIQUID | LIQUID | LIQUID | BK-GCS-PEDCO-120-IN-DT-0006 | BK-GCS-PEDCO-120-IN-DT-0006 | BK-GCS-PEDCO-120-IN-DT-0006 | BK-GCS-PEDCO-120-IN-DT-0006 | BK-GCS-PEDCO-120-IN-PY-0003 | BK-GCS-PEDCO-120-IN-PY-0003 | BK-GCS-PEDCO-120-IN-PY-0003 | BK-GCS-PEDCO-120-IN-PY-0003 | BK-GCS-PEDCO-120-IN-PY-0003 | 62 | 62 | 53.9 | 53.9 | 130 | 130 | 59.89 | 59.89 | D02
374 | 2nd Stage Gas Compression Discharge Drum | 2nd Stage Gas Compression Discharge Drum | 2nd Stage Gas Compression Discharge Drum | RO-2144 | RO-2144 | Restriction Orifice | Restriction Orifice | CDH-112-0025-FS00-2"-NP | CDH-112-0025-FS00-2"-NP | CDH-112-0025-FS00-2"-NP | CDH-112-0025-FS00-2"-NP | CDH-112-0025-FS00-2"-NP | BK-GCS-PEDCO-120-PR-PI-0012 | BK-GCS-PEDCO-120-PR-PI-0012 | BK-GCS-PEDCO-120-PR-PI-0012 | BK-GCS-PEDCO-120-PR-PI-0012 | BK-GCS-PEDCO-120-PR-PI-0012 | BK-GCS-PEDCO-120-PR-PI-0012 | LIQUID | LIQUID | LIQUID | BK-GCS-PEDCO-120-IN-DT-0013 | BK-GCS-PEDCO-120-IN-DT-0013 | BK-GCS-PEDCO-120-IN-DT-0013 | BK-GCS-PEDCO-120-IN-DT-0013 | BK-GCS-PEDCO-120-IN-PY-0003 | BK-GCS-PEDCO-120-IN-PY-0003 | BK-GCS-PEDCO-120-IN-PY-0003 | BK-GCS-PEDCO-120-IN-PY-0003 | BK-GCS-PEDCO-120-IN-PY-0003 | 62 | 62 | 53.9 | 53.9 | 130 | 130 | 59.89 | 59.89 | D02
375 | 2nd Stage Gas Compression Discharge Drum | 2nd Stage Gas Compression Discharge Drum | 2nd Stage Gas Compression Discharge Drum | XZSC-2144 | XZSC-2144 | Limit Switch Close (Included in ON-OFF Valve) | Limit Switch Close (Included in ON-OFF Valve) | CDH-112-0025-FS00-2"-NP | CDH-112-0025-FS00-2"-NP | CDH-112-0025-FS00-2"-NP | CDH-112-0025-FS00-2"-NP | CDH-112-0025-FS00-2"-NP | BK-GCS-PEDCO-120-PR-PI-0012 | BK-GCS-PEDCO-120-PR-PI-0012 | BK-GCS-PEDCO-120-PR-PI-0012 | BK-GCS-PEDCO-120-PR-PI-0012 | BK-GCS-PEDCO-120-PR-PI-0012 | BK-GCS-PEDCO-120-PR-PI-0012 | LIQUID | LIQUID | LIQUID | BK-GCS-PEDCO-120-IN-DT-0010 | BK-GCS-PEDCO-120-IN-DT-0010 | BK-GCS-PEDCO-120-IN-DT-0010 | BK-GCS-PEDCO-120-IN-DT-0010 | BK-GCS-PEDCO-120-IN-PY-0003 | BK-GCS-PEDCO-120-IN-PY-0003 | BK-GCS-PEDCO-120-IN-PY-0003 | BK-GCS-PEDCO-120-IN-PY-0003 | BK-GCS-PEDCO-120-IN-PY-0003 | 62 | 62 | 53.9 | 53.9 | 130 | 130 | 59.89 | 59.89 | D02
376 | 2nd Stage Gas Compression Discharge Drum | 2nd Stage Gas Compression Discharge Drum | 2nd Stage Gas Compression Discharge Drum | XZSO-2144 | XZSO-2144 | Limit Switch Open (Included in ON-OFF Valve) | Limit Switch Open (Included in ON-OFF Valve) | CDH-112-0025-FS00-2"-NP | CDH-112-0025-FS00-2"-NP | CDH-112-0025-FS00-2"-NP | CDH-112-0025-FS00-2"-NP | CDH-112-0025-FS00-2"-NP | BK-GCS-PEDCO-120-PR-PI-0012 | BK-GCS-PEDCO-120-PR-PI-0012 | BK-GCS-PEDCO-120-PR-PI-0012 | BK-GCS-PEDCO-120-PR-PI-0012 | BK-GCS-PEDCO-120-PR-PI-0012 | BK-GCS-PEDCO-120-PR-PI-0012 | LIQUID | LIQUID | LIQUID | BK-GCS-PEDCO-120-IN-DT-0010 | BK-GCS-PEDCO-120-IN-DT-0010 | BK-GCS-PEDCO-120-IN-DT-0010 | BK-GCS-PEDCO-120-IN-DT-0010 | BK-GCS-PEDCO-120-IN-PY-0003 | BK-GCS-PEDCO-120-IN-PY-0003 | BK-GCS-PEDCO-120-IN-PY-0003 | BK-GCS-PEDCO-120-IN-PY-0003 | BK-GCS-PEDCO-120-IN-PY-0003 | 62 | 62 | 53.9 | 53.9 | 130 | 130 | 59.89 | 59.89 | D02
377 | 2nd Stage Gas Compression Discharge Drum | 2nd Stage Gas Compression Discharge Drum | 2nd Stage Gas Compression Discharge Drum | ESOV-2144 | ESOV-2144 | ESD Solenoid Valve | ESD Solenoid Valve | CDH-112-0025-FS00-2"-NP | CDH-112-0025-FS00-2"-NP | CDH-112-0025-FS00-2"-NP | CDH-112-0025-FS00-2"-NP | CDH-112-0025-FS00-2"-NP | BK-GCS-PEDCO-120-PR-PI-0012 | BK-GCS-PEDCO-120-PR-PI-0012 | BK-GCS-PEDCO-120-PR-PI-0012 | BK-GCS-PEDCO-120-PR-PI-0012 | BK-GCS-PEDCO-120-PR-PI-0012 | BK-GCS-PEDCO-120-PR-PI-0012 | LIQUID | LIQUID | LIQUID | BK-GCS-PEDCO-120-IN-DT-0010 | BK-GCS-PEDCO-120-IN-DT-0010 | BK-GCS-PEDCO-120-IN-DT-0010 | BK-GCS-PEDCO-120-IN-DT-0010 | BK-GCS-PEDCO-120-IN-PY-0003 | BK-GCS-PEDCO-120-IN-PY-0003 | BK-GCS-PEDCO-120-IN-PY-0003 | BK-GCS-PEDCO-120-IN-PY-0003 | BK-GCS-PEDCO-120-IN-PY-0003 | 62 | 62 | 53.9 | 53.9 | 130 | 130 | 59.89 | 59.89 | D02
378 | 2nd Stage Gas Compression Discharge Drum | 2nd Stage Gas Compression Discharge Drum | 2nd Stage Gas Compression Discharge Drum | PSOV-2144 | PSOV-2144 | Process Solenoid Valve | Process Solenoid Valve | CDH-112-0025-FS00-2"-NP | CDH-112-0025-FS00-2"-NP | CDH-112-0025-FS00-2"-NP | CDH-112-0025-FS00-2"-NP | CDH-112-0025-FS00-2"-NP | BK-GCS-PEDCO-120-PR-PI-0012 | BK-GCS-PEDCO-120-PR-PI-0012 | BK-GCS-PEDCO-120-PR-PI-0012 | BK-GCS-PEDCO-120-PR-PI-0012 | BK-GCS-PEDCO-120-PR-PI-0012 | BK-GCS-PEDCO-120-PR-PI-0012 | LIQUID | LIQUID | LIQUID | BK-GCS-PEDCO-120-IN-DT-0010 | BK-GCS-PEDCO-120-IN-DT-0010 | BK-GCS-PEDCO-120-IN-DT-0010 | BK-GCS-PEDCO-120-IN-DT-0010 | BK-GCS-PEDCO-120-IN-PY-0003 | BK-GCS-PEDCO-120-IN-PY-0003 | BK-GCS-PEDCO-120-IN-PY-0003 | BK-GCS-PEDCO-120-IN-PY-0003 | BK-GCS-PEDCO-120-IN-PY-0003 | 62 | 62 | 53.9 | 53.9 | 130 | 130 | 59.89 | 59.89 | D02
379 | 2nd Stage Gas Compression Discharge Drum | 2nd Stage Gas Compression Discharge Drum | 2nd Stage Gas Compression Discharge Drum | XV-2144 | XV-2144 | ON/OFF VAVLE | ON/OFF VAVLE | CDH-112-0025-FS00-2"-NP | CDH-112-0025-FS00-2"-NP | CDH-112-0025-FS00-2"-NP | CDH-112-0025-FS00-2"-NP | CDH-112-0025-FS00-2"-NP | BK-GCS-PEDCO-120-PR-PI-0012 | BK-GCS-PEDCO-120-PR-PI-0012 | BK-GCS-PEDCO-120-PR-PI-0012 | BK-GCS-PEDCO-120-PR-PI-0012 | BK-GCS-PEDCO-120-PR-PI-0012 | BK-GCS-PEDCO-120-PR-PI-0012 | LIQUID | LIQUID | LIQUID | BK-GCS-PEDCO-120-IN-DT-0010 | BK-GCS-PEDCO-120-IN-DT-0010 | BK-GCS-PEDCO-120-IN-DT-0010 | BK-GCS-PEDCO-120-IN-DT-0010 | BK-GCS-PEDCO-120-IN-PY-0003 | BK-GCS-PEDCO-120-IN-PY-0003 | BK-GCS-PEDCO-120-IN-PY-0003 | BK-GCS-PEDCO-120-IN-PY-0003 | BK-GCS-PEDCO-120-IN-PY-0003 | 62 | 62 | 53.9 | 53.9 | 130 | 130 | 59.89 | 59.89 | D02
380 | Gas Compression Dehydration Package | Gas Compression Dehydration Package | Gas Compression Dehydration Package | FG-2151 | FG-2151 | Rotameter | Rotameter | CHM-112-0011-FS00-3/4"-NP | CHM-112-0011-FS00-3/4"-NP | CHM-112-0011-FS00-3/4"-NP | CHM-112-0011-FS00-3/4"-NP | CHM-112-0011-FS00-3/4"-NP | BK-GCS-PEDCO-120-PR-PI-0013 (1 of 3) | BK-GCS-PEDCO-120-PR-PI-0013 (1 of 3) | BK-GCS-PEDCO-120-PR-PI-0013 (1 of 3) | BK-GCS-PEDCO-120-PR-PI-0013 (1 of 3) | BK-GCS-PEDCO-120-PR-PI-0013 (1 of 3) | BK-GCS-PEDCO-120-PR-PI-0013 (1 of 3) | LIQUID | LIQUID | LIQUID | BK-GCS-PEDCO-120-IN-DT-0018 | BK-GCS-PEDCO-120-IN-DT-0018 | BK-GCS-PEDCO-120-IN-DT-0018 | BK-GCS-PEDCO-120-IN-DT-0018 | BK-GCS-PEDCO-120-IN-PY-0003 | BK-GCS-PEDCO-120-IN-PY-0003 | BK-GCS-PEDCO-120-IN-PY-0003 | BK-GCS-PEDCO-120-IN-PY-0003 | BK-GCS-PEDCO-120-IN-PY-0003 | 62 | 62 | ATM | ATM | 55 | 55 | AMB | AMB | D02
381 | Gas Compression Dehydration Package | Gas Compression Dehydration Package | Gas Compression Dehydration Package | BZSC-2151 | BZSC-2151 | Limit Switch Close (Included in blowdown Valve) | Limit Switch Close (Included in blowdown Valve) | FL-112-0002-AN07-3"-PT | FL-112-0002-AN07-3"-PT | FL-112-0002-AN07-3"-PT | FL-112-0002-AN07-3"-PT | FL-112-0002-AN07-3"-PT | BK-GCS-PEDCO-120-PR-PI-0013 (1 of 3) | BK-GCS-PEDCO-120-PR-PI-0013 (1 of 3) | BK-GCS-PEDCO-120-PR-PI-0013 (1 of 3) | BK-GCS-PEDCO-120-PR-PI-0013 (1 of 3) | BK-GCS-PEDCO-120-PR-PI-0013 (1 of 3) | BK-GCS-PEDCO-120-PR-PI-0013 (1 of 3) | GAS | GAS | GAS | BK-GCS-PEDCO-120-IN-DT-0010 | BK-GCS-PEDCO-120-IN-DT-0010 | BK-GCS-PEDCO-120-IN-DT-0010 | BK-GCS-PEDCO-120-IN-DT-0010 | BK-GCS-PEDCO-120-IN-PY-0003 | BK-GCS-PEDCO-120-IN-PY-0003 | BK-GCS-PEDCO-120-IN-PY-0003 | BK-GCS-PEDCO-120-IN-PY-0003 | BK-GCS-PEDCO-120-IN-PY-0003 | 62 | 62 | 52.9 | 52.9 | 85 | 85 | 59.40/59.36 | 59.40/59.36 | D02
382 | Gas Compression Dehydration Package | Gas Compression Dehydration Package | Gas Compression Dehydration Package | BZSO-2151 | BZSO-2151 | Limit Switch Open (Included in blowdown Valve) | Limit Switch Open (Included in blowdown Valve) | FL-112-0002-AN07-3"-PT | FL-112-0002-AN07-3"-PT | FL-112-0002-AN07-3"-PT | FL-112-0002-AN07-3"-PT | FL-112-0002-AN07-3"-PT | BK-GCS-PEDCO-120-PR-PI-0013 (1 of 3) | BK-GCS-PEDCO-120-PR-PI-0013 (1 of 3) | BK-GCS-PEDCO-120-PR-PI-0013 (1 of 3) | BK-GCS-PEDCO-120-PR-PI-0013 (1 of 3) | BK-GCS-PEDCO-120-PR-PI-0013 (1 of 3) | BK-GCS-PEDCO-120-PR-PI-0013 (1 of 3) | GAS | GAS | GAS | BK-GCS-PEDCO-120-IN-DT-0010 | BK-GCS-PEDCO-120-IN-DT-0010 | BK-GCS-PEDCO-120-IN-DT-0010 | BK-GCS-PEDCO-120-IN-DT-0010 | BK-GCS-PEDCO-120-IN-PY-0003 | BK-GCS-PEDCO-120-IN-PY-0003 | BK-GCS-PEDCO-120-IN-PY-0003 | BK-GCS-PEDCO-120-IN-PY-0003 | BK-GCS-PEDCO-120-IN-PY-0003 | 62 | 62 | 52.9 | 52.9 | 85 | 85 | 59.40/59.36 | 59.40/59.36 | D02
383 | Gas Compression Dehydration Package | Gas Compression Dehydration Package | Gas Compression Dehydration Package | BSOV-2151 | BSOV-2151 | BDV Solenoid Valve | BDV Solenoid Valve | FL-112-0002-AN07-3"-PT | FL-112-0002-AN07-3"-PT | FL-112-0002-AN07-3"-PT | FL-112-0002-AN07-3"-PT | FL-112-0002-AN07-3"-PT | BK-GCS-PEDCO-120-PR-PI-0013 (1 of 3) | BK-GCS-PEDCO-120-PR-PI-0013 (1 of 3) | BK-GCS-PEDCO-120-PR-PI-0013 (1 of 3) | BK-GCS-PEDCO-120-PR-PI-0013 (1 of 3) | BK-GCS-PEDCO-120-PR-PI-0013 (1 of 3) | BK-GCS-PEDCO-120-PR-PI-0013 (1 of 3) | GAS | GAS | GAS | BK-GCS-PEDCO-120-IN-DT-0010 | BK-GCS-PEDCO-120-IN-DT-0010 | BK-GCS-PEDCO-120-IN-DT-0010 | BK-GCS-PEDCO-120-IN-DT-0010 | BK-GCS-PEDCO-120-IN-PY-0003 | BK-GCS-PEDCO-120-IN-PY-0003 | BK-GCS-PEDCO-120-IN-PY-0003 | BK-GCS-PEDCO-120-IN-PY-0003 | BK-GCS-PEDCO-120-IN-PY-0003 | 62 | 62 | 52.9 | 52.9 | 85 | 85 | 59.40/59.36 | 59.40/59.36 | D02
384 | Gas Compression Dehydration Package | Gas Compression Dehydration Package | Gas Compression Dehydration Package | BDV-2151 | BDV-2151 | Blowdown valve | Blowdown valve | FL-112-0002-AN07-3"-PT | FL-112-0002-AN07-3"-PT | FL-112-0002-AN07-3"-PT | FL-112-0002-AN07-3"-PT | FL-112-0002-AN07-3"-PT | BK-GCS-PEDCO-120-PR-PI-0013 (1 of 3) | BK-GCS-PEDCO-120-PR-PI-0013 (1 of 3) | BK-GCS-PEDCO-120-PR-PI-0013 (1 of 3) | BK-GCS-PEDCO-120-PR-PI-0013 (1 of 3) | BK-GCS-PEDCO-120-PR-PI-0013 (1 of 3) | BK-GCS-PEDCO-120-PR-PI-0013 (1 of 3) | GAS | GAS | GAS | BK-GCS-PEDCO-120-IN-DT-0010 | BK-GCS-PEDCO-120-IN-DT-0010 | BK-GCS-PEDCO-120-IN-DT-0010 | BK-GCS-PEDCO-120-IN-DT-0010 | BK-GCS-PEDCO-120-IN-PY-0003 | BK-GCS-PEDCO-120-IN-PY-0003 | BK-GCS-PEDCO-120-IN-PY-0003 | BK-GCS-PEDCO-120-IN-PY-0003 | BK-GCS-PEDCO-120-IN-PY-0003 | 62 | 62 | 52.9 | 52.9 | 85 | 85 | 59.40/59.36 | 59.40/59.36 | D02
385 | Gas Compression Dehydration Package | Gas Compression Dehydration Package | Gas Compression Dehydration Package | RO-2151 | RO-2151 | Restriction Orifice | Restriction Orifice | FL-112-0002-AN07-3"-PT | FL-112-0002-AN07-3"-PT | FL-112-0002-AN07-3"-PT | FL-112-0002-AN07-3"-PT | FL-112-0002-AN07-3"-PT | BK-GCS-PEDCO-120-PR-PI-0013 (1 of 3) | BK-GCS-PEDCO-120-PR-PI-0013 (1 of 3) | BK-GCS-PEDCO-120-PR-PI-0013 (1 of 3) | BK-GCS-PEDCO-120-PR-PI-0013 (1 of 3) | BK-GCS-PEDCO-120-PR-PI-0013 (1 of 3) | BK-GCS-PEDCO-120-PR-PI-0013 (1 of 3) | GAS | GAS | GAS | BK-GCS-PEDCO-120-IN-DT-0013 | BK-GCS-PEDCO-120-IN-DT-0013 | BK-GCS-PEDCO-120-IN-DT-0013 | BK-GCS-PEDCO-120-IN-DT-0013 | BK-GCS-PEDCO-120-IN-PY-0003 | BK-GCS-PEDCO-120-IN-PY-0003 | BK-GCS-PEDCO-120-IN-PY-0003 | BK-GCS-PEDCO-120-IN-PY-0003 | BK-GCS-PEDCO-120-IN-PY-0003 | 62 | 62 | 52.9 | 52.9 | 85 | 85 | 59.40/59.36 | 59.40/59.36 | D02
386 | Gas Compression Dehydration Package | Gas Compression Dehydration Package | Gas Compression Dehydration Package | PIT-2151 | PIT-2151 | Pressure Indicating Transmitter | Pressure Indicating Transmitter | GAS-111-0072-FN05-6"-PT | GAS-111-0072-FN05-6"-PT | GAS-111-0072-FN05-6"-PT | GAS-111-0072-FN05-6"-PT | GAS-111-0072-FN05-6"-PT | BK-GCS-PEDCO-120-PR-PI-0013 (1 of 3) | BK-GCS-PEDCO-120-PR-PI-0013 (1 of 3) | BK-GCS-PEDCO-120-PR-PI-0013 (1 of 3) | BK-GCS-PEDCO-120-PR-PI-0013 (1 of 3) | BK-GCS-PEDCO-120-PR-PI-0013 (1 of 3) | BK-GCS-PEDCO-120-PR-PI-0013 (1 of 3) | GAS | GAS | GAS | BK-GCS-PEDCO-120-IN-DT-0004 | BK-GCS-PEDCO-120-IN-DT-0004 | BK-GCS-PEDCO-120-IN-DT-0004 | BK-GCS-PEDCO-120-IN-DT-0004 | BK-GCS-PEDCO-120-IN-PY-0003 | BK-GCS-PEDCO-120-IN-PY-0003 | BK-GCS-PEDCO-120-IN-PY-0003 | BK-GCS-PEDCO-120-IN-PY-0003 | BK-GCS-PEDCO-120-IN-PY-0003 | 62 | 62 | 52.9 | 52.9 | 85 | 85 | 59.40/59.36 | 59.40/59.36 | D02
387 | Gas Compression Dehydration Package | Gas Compression Dehydration Package | Gas Compression Dehydration Package | PCV-2151 | PCV-2151 | Pressure Control Valve | Pressure Control Valve | FL-112-0029-AN07-6"-PT | FL-112-0029-AN07-6"-PT | FL-112-0029-AN07-6"-PT | FL-112-0029-AN07-6"-PT | FL-112-0029-AN07-6"-PT | BK-GCS-PEDCO-120-PR-PI-0013 (1 of 3) | BK-GCS-PEDCO-120-PR-PI-0013 (1 of 3) | BK-GCS-PEDCO-120-PR-PI-0013 (1 of 3) | BK-GCS-PEDCO-120-PR-PI-0013 (1 of 3) | BK-GCS-PEDCO-120-PR-PI-0013 (1 of 3) | BK-GCS-PEDCO-120-PR-PI-0013 (1 of 3) | GAS | GAS | GAS | BK-GCS-PEDCO-120-IN-DT-0011 | BK-GCS-PEDCO-120-IN-DT-0011 | BK-GCS-PEDCO-120-IN-DT-0011 | BK-GCS-PEDCO-120-IN-DT-0011 | BK-GCS-PEDCO-120-IN-PY-0003 | BK-GCS-PEDCO-120-IN-PY-0003 | BK-GCS-PEDCO-120-IN-PY-0003 | BK-GCS-PEDCO-120-IN-PY-0003 | BK-GCS-PEDCO-120-IN-PY-0003 | 62 | 62 | 52.9 | 52.9 | 85 | 85 | 59.40/59.36 | 59.40/59.36 | D02
388 | Gas Compression Dehydration Package | Gas Compression Dehydration Package | Gas Compression Dehydration Package | PCV-2152 | PCV-2152 | Pressure Control Valve | Pressure Control Valve | GAS-111-0072-FN05-6"-PT | GAS-111-0072-FN05-6"-PT | GAS-111-0072-FN05-6"-PT | GAS-111-0072-FN05-6"-PT | GAS-111-0072-FN05-6"-PT | BK-GCS-PEDCO-120-PR-PI-0013 (1 of 3) | BK-GCS-PEDCO-120-PR-PI-0013 (1 of 3) | BK-GCS-PEDCO-120-PR-PI-0013 (1 of 3) | BK-GCS-PEDCO-120-PR-PI-0013 (1 of 3) | BK-GCS-PEDCO-120-PR-PI-0013 (1 of 3) | BK-GCS-PEDCO-120-PR-PI-0013 (1 of 3) | GAS | GAS | GAS | BK-GCS-PEDCO-120-IN-DT-0011 | BK-GCS-PEDCO-120-IN-DT-0011 | BK-GCS-PEDCO-120-IN-DT-0011 | BK-GCS-PEDCO-120-IN-DT-0011 | BK-GCS-PEDCO-120-IN-PY-0003 | BK-GCS-PEDCO-120-IN-PY-0003 | BK-GCS-PEDCO-120-IN-PY-0003 | BK-GCS-PEDCO-120-IN-PY-0003 | BK-GCS-PEDCO-120-IN-PY-0003 | 62 | 62 | 52.9 | 52.9 | 85 | 85 | 59.40/59.36 | 59.40/59.36 | D02
389 | Lean Glycol Storage Tank | Lean Glycol Storage Tank | Lean Glycol Storage Tank | PG-2162 | TG-2161 | Pressure Gauge | Pressure Gauge | TEG-111-0007-AN04-2"-PT | TEG-111-0001-AN04-2"-PT | TEG-111-0001-AN04-2"-PT | TEG-111-0001-AN04-2"-PT | TEG-111-0001-AN04-2"-PT | BK-GCS-PEDCO-120-PR-PI-0014 | BK-GCS-PEDCO-120-PR-PI-0014 | BK-GCS-PEDCO-120-PR-PI-0014 | BK-GCS-PEDCO-120-PR-PI-0014 | BK-GCS-PEDCO-120-PR-PI-0014 | BK-GCS-PEDCO-120-PR-PI-0014 | LIQUID | LIQUID | LIQUID | BK-GCS-PEDCO-120-IN-DT-0002 | BK-GCS-PEDCO-120-IN-DT-0002 | BK-GCS-PEDCO-120-IN-DT-0002 | BK-GCS-PEDCO-120-IN-DT-0002 | BK-GCS-PEDCO-120-IN-PY-0003 | BK-GCS-PEDCO-120-IN-PY-0003 | BK-GCS-PEDCO-120-IN-PY-0003 | BK-GCS-PEDCO-120-IN-PY-0003 | BK-GCS-PEDCO-120-IN-PY-0003 | 1.9 | 2.9 | 1.5 | 2.07 | 85 | 85 | 50 | 50 | D02
390 | Lean Glycol Storage Tank | Lean Glycol Storage Tank | Lean Glycol Storage Tank | TG-2161 | TG-2161 | Temperature Gauge | Temperature Gauge | TEG-111-0001-AN04-2"-PT | TEG-111-0001-AN04-2"-PT | TEG-111-0001-AN04-2"-PT | TEG-111-0001-AN04-2"-PT | TEG-111-0001-AN04-2"-PT | BK-GCS-PEDCO-120-PR-PI-0014 | BK-GCS-PEDCO-120-PR-PI-0014 | BK-GCS-PEDCO-120-PR-PI-0014 | BK-GCS-PEDCO-120-PR-PI-0014 | BK-GCS-PEDCO-120-PR-PI-0014 | BK-GCS-PEDCO-120-PR-PI-0014 | LIQUID | LIQUID | LIQUID | BK-GCS-PEDCO-120-IN-DT-0002 | BK-GCS-PEDCO-120-IN-DT-0002 | BK-GCS-PEDCO-120-IN-DT-0002 | BK-GCS-PEDCO-120-IN-DT-0002 | BK-GCS-PEDCO-120-IN-PY-0003 | BK-GCS-PEDCO-120-IN-PY-0003 | BK-GCS-PEDCO-120-IN-PY-0003 | BK-GCS-PEDCO-120-IN-PY-0003 | BK-GCS-PEDCO-120-IN-PY-0003 | 2.9 | 2.9 | 2.07 | 2.07 | 85 | 85 | 50 | 50 | D02
391 | Lean Glycol Storage Tank | Lean Glycol Storage Tank | Lean Glycol Storage Tank | PG-2161 | PG-2161 | Pressure Gauge | Pressure Gauge | NIT-112-0010-AN01-1"-PT | NIT-112-0010-AN01-1"-PT | NIT-112-0010-AN01-1"-PT | NIT-112-0010-AN01-1"-PT | NIT-112-0010-AN01-1"-PT | BK-GCS-PEDCO-120-PR-PI-0014 | BK-GCS-PEDCO-120-PR-PI-0014 | BK-GCS-PEDCO-120-PR-PI-0014 | BK-GCS-PEDCO-120-PR-PI-0014 | BK-GCS-PEDCO-120-PR-PI-0014 | BK-GCS-PEDCO-120-PR-PI-0014 | GAS | GAS | GAS | BK-GCS-PEDCO-120-IN-DT-0001 | BK-GCS-PEDCO-120-IN-DT-0001 | BK-GCS-PEDCO-120-IN-DT-0001 | BK-GCS-PEDCO-120-IN-DT-0001 | BK-GCS-PEDCO-120-IN-PY-0003 | BK-GCS-PEDCO-120-IN-PY-0003 | BK-GCS-PEDCO-120-IN-PY-0003 | BK-GCS-PEDCO-120-IN-PY-0003 | BK-GCS-PEDCO-120-IN-PY-0003 | ATM+FULL OF WATER+160mbarg/-7mbarg | ATM+FULL OF WATER+160mbarg/-7mbarg | 0.1 | 0.1 | 85 | 85 | AMB | AMB | D02
392 | Lean Glycol Storage Tank | Lean Glycol Storage Tank | Lean Glycol Storage Tank | PVSV-2161 | PVSV-2161 | Pressure Vacation Safety Valve | Pressure Vacation Safety Valve | TK-2102 | TK-2102 | TK-2102 | TK-2102 | TK-2102 | BK-GCS-PEDCO-120-PR-PI-0014 | BK-GCS-PEDCO-120-PR-PI-0014 | BK-GCS-PEDCO-120-PR-PI-0014 | BK-GCS-PEDCO-120-PR-PI-0014 | BK-GCS-PEDCO-120-PR-PI-0014 | BK-GCS-PEDCO-120-PR-PI-0014 | GAS | GAS | GAS | BK-GCS-PEDCO-120-IN-DT-0009 | BK-GCS-PEDCO-120-IN-DT-0009 | BK-GCS-PEDCO-120-IN-DT-0009 | BK-GCS-PEDCO-120-IN-DT-0009 | BK-GCS-PEDCO-120-IN-PY-0003 | BK-GCS-PEDCO-120-IN-PY-0003 | BK-GCS-PEDCO-120-IN-PY-0003 | BK-GCS-PEDCO-120-IN-PY-0003 | BK-GCS-PEDCO-120-IN-PY-0003 | ATM+FULL OF WATER+160mbarg/-7mbarg | ATM+FULL OF WATER+160mbarg/-7mbarg | 0.1 | 0.1 | 85 | 85 | AMB | AMB | D02
393 | Lean Glycol Storage Tank | Lean Glycol Storage Tank | Lean Glycol Storage Tank | PVSV-2162 | PVSV-2162 | Pressure Vacation Safety Valve | Pressure Vacation Safety Valve | TK-2102 | TK-2102 | TK-2102 | TK-2102 | TK-2102 | BK-GCS-PEDCO-120-PR-PI-0014 | BK-GCS-PEDCO-120-PR-PI-0014 | BK-GCS-PEDCO-120-PR-PI-0014 | BK-GCS-PEDCO-120-PR-PI-0014 | BK-GCS-PEDCO-120-PR-PI-0014 | BK-GCS-PEDCO-120-PR-PI-0014 | GAS | GAS | GAS | BK-GCS-PEDCO-120-IN-DT-0009 | BK-GCS-PEDCO-120-IN-DT-0009 | BK-GCS-PEDCO-120-IN-DT-0009 | BK-GCS-PEDCO-120-IN-DT-0009 | BK-GCS-PEDCO-120-IN-PY-0003 | BK-GCS-PEDCO-120-IN-PY-0003 | BK-GCS-PEDCO-120-IN-PY-0003 | BK-GCS-PEDCO-120-IN-PY-0003 | BK-GCS-PEDCO-120-IN-PY-0003 | ATM+FULL OF WATER+160mbarg/-7mbarg | ATM+FULL OF WATER+160mbarg/-7mbarg | 0.1 | 0.1 | 85 | 85 | AMB | AMB | D02
394 | Lean Glycol Storage Tank | Lean Glycol Storage Tank | Lean Glycol Storage Tank | PRV-2161 | PRV-2161 | Pressure Relief Valve | Pressure Relief Valve | NIT-112-0010-AN01-1"-PT | NIT-112-0010-AN01-1"-PT | NIT-112-0010-AN01-1"-PT | NIT-112-0010-AN01-1"-PT | NIT-112-0010-AN01-1"-PT | BK-GCS-PEDCO-120-PR-PI-0014 | BK-GCS-PEDCO-120-PR-PI-0014 | BK-GCS-PEDCO-120-PR-PI-0014 | BK-GCS-PEDCO-120-PR-PI-0014 | BK-GCS-PEDCO-120-PR-PI-0014 | BK-GCS-PEDCO-120-PR-PI-0014 | GAS | GAS | GAS | BK-GCS-PEDCO-120-IN-DT-0009 | BK-GCS-PEDCO-120-IN-DT-0009 | BK-GCS-PEDCO-120-IN-DT-0009 | BK-GCS-PEDCO-120-IN-DT-0009 | BK-GCS-PEDCO-120-IN-PY-0003 | BK-GCS-PEDCO-120-IN-PY-0003 | BK-GCS-PEDCO-120-IN-PY-0003 | BK-GCS-PEDCO-120-IN-PY-0003 | BK-GCS-PEDCO-120-IN-PY-0003 | ATM+FULL OF WATER+160mbarg/-7mbarg | ATM+FULL OF WATER+160mbarg/-7mbarg | 0.5 | 0.5 | 85 | 85 | AMB | AMB | D02
395 | Lean Glycol Storage Tank | Lean Glycol Storage Tank | Lean Glycol Storage Tank | PRV-2162 | PRV-2162 | Pressure Relief Valve | Pressure Relief Valve | NIT-112-0010-AN01-1"-PT | NIT-112-0010-AN01-1"-PT | NIT-112-0010-AN01-1"-PT | NIT-112-0010-AN01-1"-PT | NIT-112-0010-AN01-1"-PT | BK-GCS-PEDCO-120-PR-PI-0014 | BK-GCS-PEDCO-120-PR-PI-0014 | BK-GCS-PEDCO-120-PR-PI-0014 | BK-GCS-PEDCO-120-PR-PI-0014 | BK-GCS-PEDCO-120-PR-PI-0014 | BK-GCS-PEDCO-120-PR-PI-0014 | GAS | GAS | GAS | BK-GCS-PEDCO-120-IN-DT-0009 | BK-GCS-PEDCO-120-IN-DT-0009 | BK-GCS-PEDCO-120-IN-DT-0009 | BK-GCS-PEDCO-120-IN-DT-0009 | BK-GCS-PEDCO-120-IN-PY-0003 | BK-GCS-PEDCO-120-IN-PY-0003 | BK-GCS-PEDCO-120-IN-PY-0003 | BK-GCS-PEDCO-120-IN-PY-0003 | BK-GCS-PEDCO-120-IN-PY-0003 | ATM+FULL OF WATER+160mbarg/-7mbarg | ATM+FULL OF WATER+160mbarg/-7mbarg | 0.1 | 0.1 | 85 | 85 | AMB | AMB | D02
396 | Lean Glycol Storage Tank | Lean Glycol Storage Tank | Lean Glycol Storage Tank | LG-2162A | LG-2162 | Level Gauge | Level Gauge | TK-2102 | TK-2102 | TK-2102 | TK-2102 | TK-2102 | BK-GCS-PEDCO-120-PR-PI-0014 | BK-GCS-PEDCO-120-PR-PI-0014 | BK-GCS-PEDCO-120-PR-PI-0014 | BK-GCS-PEDCO-120-PR-PI-0014 | BK-GCS-PEDCO-120-PR-PI-0014 | BK-GCS-PEDCO-120-PR-PI-0014 | LIQUID | LIQUID | LIQUID | BK-GCS-PEDCO-120-IN-DT-0003 | BK-GCS-PEDCO-120-IN-DT-0003 | BK-GCS-PEDCO-120-IN-DT-0003 | BK-GCS-PEDCO-120-IN-DT-0003 | BK-GCS-PEDCO-120-IN-PY-0003 | BK-GCS-PEDCO-120-IN-PY-0003 | BK-GCS-PEDCO-120-IN-PY-0003 | BK-GCS-PEDCO-120-IN-PY-0003 | BK-GCS-PEDCO-120-IN-PY-0003 | ATM+FULL OF WATER+160mbarg/-7mbarg | ATM+FULL OF WATER+160mbarg/-7mbarg | 0.1 | 0.1 | 85 | 85 | AMB | AMB | D02
397 | Lean Glycol Storage Tank | Lean Glycol Storage Tank | Lean Glycol Storage Tank | LG-2162B | LG-2162 | Level Gauge | Level Gauge | TK-2102 | TK-2102 | TK-2102 | TK-2102 | TK-2102 | BK-GCS-PEDCO-120-PR-PI-0014 | BK-GCS-PEDCO-120-PR-PI-0014 | BK-GCS-PEDCO-120-PR-PI-0014 | BK-GCS-PEDCO-120-PR-PI-0014 | BK-GCS-PEDCO-120-PR-PI-0014 | BK-GCS-PEDCO-120-PR-PI-0014 | LIQUID | LIQUID | LIQUID | BK-GCS-PEDCO-120-IN-DT-0003 | BK-GCS-PEDCO-120-IN-DT-0003 | BK-GCS-PEDCO-120-IN-DT-0003 | BK-GCS-PEDCO-120-IN-DT-0003 | BK-GCS-PEDCO-120-IN-PY-0003 | BK-GCS-PEDCO-120-IN-PY-0003 | BK-GCS-PEDCO-120-IN-PY-0003 | BK-GCS-PEDCO-120-IN-PY-0003 | BK-GCS-PEDCO-120-IN-PY-0003 | ATM+FULL OF WATER+160mbarg/-7mbarg | ATM+FULL OF WATER+160mbarg/-7mbarg | 0.1 | 0.1 | 85 | 85 | AMB | AMB | D02
398 | Lean Glycol Storage Tank | Lean Glycol Storage Tank | Lean Glycol Storage Tank | LG-2162C | LG-2162 | Level Gauge | Level Gauge | TK-2102 | TK-2102 | TK-2102 | TK-2102 | TK-2102 | BK-GCS-PEDCO-120-PR-PI-0014 | BK-GCS-PEDCO-120-PR-PI-0014 | BK-GCS-PEDCO-120-PR-PI-0014 | BK-GCS-PEDCO-120-PR-PI-0014 | BK-GCS-PEDCO-120-PR-PI-0014 | BK-GCS-PEDCO-120-PR-PI-0014 | LIQUID | LIQUID | LIQUID | BK-GCS-PEDCO-120-IN-DT-0003 | BK-GCS-PEDCO-120-IN-DT-0003 | BK-GCS-PEDCO-120-IN-DT-0003 | BK-GCS-PEDCO-120-IN-DT-0003 | BK-GCS-PEDCO-120-IN-PY-0003 | BK-GCS-PEDCO-120-IN-PY-0003 | BK-GCS-PEDCO-120-IN-PY-0003 | BK-GCS-PEDCO-120-IN-PY-0003 | BK-GCS-PEDCO-120-IN-PY-0003 | ATM+FULL OF WATER+160mbarg/-7mbarg | ATM+FULL OF WATER+160mbarg/-7mbarg | 0.1 | 0.1 | 85 | 85 | AMB | AMB | D02
399 | Lean Glycol Storage Tank | Lean Glycol Storage Tank | Lean Glycol Storage Tank | LIT-2162 | LIT-2162 | Level Indicating Transmitter | Level Indicating Transmitter | TK-2102 | TK-2102 | TK-2102 | TK-2102 | TK-2102 | BK-GCS-PEDCO-120-PR-PI-0014 | BK-GCS-PEDCO-120-PR-PI-0014 | BK-GCS-PEDCO-120-PR-PI-0014 | BK-GCS-PEDCO-120-PR-PI-0014 | BK-GCS-PEDCO-120-PR-PI-0014 | BK-GCS-PEDCO-120-PR-PI-0014 | LIQUID | LIQUID | LIQUID | BK-GCS-PEDCO-120-IN-DT-0006 | BK-GCS-PEDCO-120-IN-DT-0006 | BK-GCS-PEDCO-120-IN-DT-0006 | BK-GCS-PEDCO-120-IN-DT-0006 | BK-GCS-PEDCO-120-IN-PY-0003 | BK-GCS-PEDCO-120-IN-PY-0003 | BK-GCS-PEDCO-120-IN-PY-0003 | BK-GCS-PEDCO-120-IN-PY-0003 | BK-GCS-PEDCO-120-IN-PY-0003 | ATM+FULL OF WATER+160mbarg/-7mbarg | ATM+FULL OF WATER+160mbarg/-7mbarg | 0.1 | 0.1 | 85 | 85 | AMB | AMB | D02
400 | Lean Glycol Storage Tank | Lean Glycol Storage Tank | Lean Glycol Storage Tank | LIT-2161 | LIT-2161 | Level Indicating Transmitter | Level Indicating Transmitter | TK-2102 | TK-2102 | TK-2102 | TK-2102 | TK-2102 | BK-GCS-PEDCO-120-PR-PI-0014 | BK-GCS-PEDCO-120-PR-PI-0014 | BK-GCS-PEDCO-120-PR-PI-0014 | BK-GCS-PEDCO-120-PR-PI-0014 | BK-GCS-PEDCO-120-PR-PI-0014 | BK-GCS-PEDCO-120-PR-PI-0014 | LIQUID | LIQUID | LIQUID | BK-GCS-PEDCO-120-IN-DT-0006 | BK-GCS-PEDCO-120-IN-DT-0006 | BK-GCS-PEDCO-120-IN-DT-0006 | BK-GCS-PEDCO-120-IN-DT-0006 | BK-GCS-PEDCO-120-IN-PY-0003 | BK-GCS-PEDCO-120-IN-PY-0003 | BK-GCS-PEDCO-120-IN-PY-0003 | BK-GCS-PEDCO-120-IN-PY-0003 | BK-GCS-PEDCO-120-IN-PY-0003 | ATM+FULL OF WATER+160mbarg/-7mbarg | ATM+FULL OF WATER+160mbarg/-7mbarg | 0.1 | 0.1 | 85 | 85 | AMB | AMB | D02
401 | Lean Glycol Storage Tank | Lean Glycol Storage Tank | Lean Glycol Storage Tank | PIT-2161 | PIT-2161 | Pressure Indicating Transmitter | Pressure Indicating Transmitter | TK-2102 | TK-2102 | TK-2102 | TK-2102 | TK-2102 | BK-GCS-PEDCO-120-PR-PI-0014 | BK-GCS-PEDCO-120-PR-PI-0014 | BK-GCS-PEDCO-120-PR-PI-0014 | BK-GCS-PEDCO-120-PR-PI-0014 | BK-GCS-PEDCO-120-PR-PI-0014 | BK-GCS-PEDCO-120-PR-PI-0014 | LIQUID | LIQUID | LIQUID | BK-GCS-PEDCO-120-IN-DT-0004 | BK-GCS-PEDCO-120-IN-DT-0004 | BK-GCS-PEDCO-120-IN-DT-0004 | BK-GCS-PEDCO-120-IN-DT-0004 | BK-GCS-PEDCO-120-IN-PY-0003 | BK-GCS-PEDCO-120-IN-PY-0003 | BK-GCS-PEDCO-120-IN-PY-0003 | BK-GCS-PEDCO-120-IN-PY-0003 | BK-GCS-PEDCO-120-IN-PY-0003 | ATM+FULL OF WATER+160mbarg/-7mbarg | ATM+FULL OF WATER+160mbarg/-7mbarg | 0.1 | 0.1 | 85 | 85 | AMB | AMB | D02
402 | Lean Glycol Storage Tank | Lean Glycol Storage Tank | Lean Glycol Storage Tank | CC-2162 | CC-2162 | Corrosion Coupon | Corrosion Coupon | TK-2102 | TK-2102 | TK-2102 | TK-2102 | TK-2102 | BK-GCS-PEDCO-120-PR-PI-0014 | BK-GCS-PEDCO-120-PR-PI-0014 | BK-GCS-PEDCO-120-PR-PI-0014 | BK-GCS-PEDCO-120-PR-PI-0014 | BK-GCS-PEDCO-120-PR-PI-0014 | BK-GCS-PEDCO-120-PR-PI-0014 | LIQUID | LIQUID | LIQUID | BK-GCS-PEDCO-120-IN-DT-0014 | BK-GCS-PEDCO-120-IN-DT-0014 | BK-GCS-PEDCO-120-IN-DT-0014 | BK-GCS-PEDCO-120-IN-DT-0014 | BK-GCS-PEDCO-120-IN-PY-0003 | BK-GCS-PEDCO-120-IN-PY-0003 | BK-GCS-PEDCO-120-IN-PY-0003 | BK-GCS-PEDCO-120-IN-PY-0003 | BK-GCS-PEDCO-120-IN-PY-0003 | ATM+FULL OF WATER+160mbarg/-7mbarg | ATM+FULL OF WATER+160mbarg/-7mbarg | 0.1 | 0.1 | 85 | 85 | AMB | AMB | D02
403 | Lean Glycol Storage Tank | Lean Glycol Storage Tank | Lean Glycol Storage Tank | PG-2298 | PG-2298 | Pressure Gauge | Pressure Gauge | TEG-111-0004-AN04-2"-PT | TEG-111-0004-AN04-2"-PT | TEG-111-0004-AN04-2"-PT | TEG-111-0004-AN04-2"-PT | TEG-111-0004-AN04-2"-PT | BK-GCS-PEDCO-120-PR-PI-0014 | BK-GCS-PEDCO-120-PR-PI-0014 | BK-GCS-PEDCO-120-PR-PI-0014 | BK-GCS-PEDCO-120-PR-PI-0014 | BK-GCS-PEDCO-120-PR-PI-0014 | BK-GCS-PEDCO-120-PR-PI-0014 | LIQUID | LIQUID | LIQUID | BK-GCS-PEDCO-120-IN-DT-0001 | BK-GCS-PEDCO-120-IN-DT-0001 | BK-GCS-PEDCO-120-IN-DT-0001 | BK-GCS-PEDCO-120-IN-DT-0001 | BK-GCS-PEDCO-120-IN-PY-0003 | BK-GCS-PEDCO-120-IN-PY-0003 | BK-GCS-PEDCO-120-IN-PY-0003 | BK-GCS-PEDCO-120-IN-PY-0003 | BK-GCS-PEDCO-120-IN-PY-0003 | 4 | 4 | 0.5 | 0.5 | 85 | 85 | 50 | 50 | D02
404 | Lean Glycol Storage Tank | Lean Glycol Storage Tank | Lean Glycol Storage Tank | PG-2163A | PG-2163A | Pressure Gauge | Pressure Gauge | TEG-111-0002-AN04-2"-PT | TEG-111-0002-AN04-2"-PT | TEG-111-0002-AN04-2"-PT | TEG-111-0002-AN04-2"-PT | TEG-111-0002-AN04-2"-PT | BK-GCS-PEDCO-120-PR-PI-0014 | BK-GCS-PEDCO-120-PR-PI-0014 | BK-GCS-PEDCO-120-PR-PI-0014 | BK-GCS-PEDCO-120-PR-PI-0014 | BK-GCS-PEDCO-120-PR-PI-0014 | BK-GCS-PEDCO-120-PR-PI-0014 | LIQUID | LIQUID | LIQUID | BK-GCS-PEDCO-120-IN-DT-0001 | BK-GCS-PEDCO-120-IN-DT-0001 | BK-GCS-PEDCO-120-IN-DT-0001 | BK-GCS-PEDCO-120-IN-DT-0001 | BK-GCS-PEDCO-120-IN-PY-0003 | BK-GCS-PEDCO-120-IN-PY-0003 | BK-GCS-PEDCO-120-IN-PY-0003 | BK-GCS-PEDCO-120-IN-PY-0003 | BK-GCS-PEDCO-120-IN-PY-0003 | 2.9 | 2.9 | 2.07 | 2.07 | 85 | 85 | 50 | 50 | D02
405 | Lean Glycol Storage Tank | Lean Glycol Storage Tank | Lean Glycol Storage Tank | PG-2163B | PG-2163B | Pressure Gauge | Pressure Gauge | TEG-111-0006-AN04-2"-PT | TEG-111-0006-AN04-2"-PT | TEG-111-0006-AN04-2"-PT | TEG-111-0006-AN04-2"-PT | TEG-111-0006-AN04-2"-PT | BK-GCS-PEDCO-120-PR-PI-0014 | BK-GCS-PEDCO-120-PR-PI-0014 | BK-GCS-PEDCO-120-PR-PI-0014 | BK-GCS-PEDCO-120-PR-PI-0014 | BK-GCS-PEDCO-120-PR-PI-0014 | BK-GCS-PEDCO-120-PR-PI-0014 | LIQUID | LIQUID | LIQUID | BK-GCS-PEDCO-120-IN-DT-0001 | BK-GCS-PEDCO-120-IN-DT-0001 | BK-GCS-PEDCO-120-IN-DT-0001 | BK-GCS-PEDCO-120-IN-DT-0001 | BK-GCS-PEDCO-120-IN-PY-0003 | BK-GCS-PEDCO-120-IN-PY-0003 | BK-GCS-PEDCO-120-IN-PY-0003 | BK-GCS-PEDCO-120-IN-PY-0003 | BK-GCS-PEDCO-120-IN-PY-0003 | 2.9 | 2.9 | 2.07 | 2.07 | 85 | 85 | 50 | 50 | D02
406 | Instrument & Plant Air System | Instrument & Plant Air System | Instrument & Plant Air System | ESOV-2201 | PIT-2202 | ESD Solenoid Valve | ESD Solenoid Valve | PLA-112-0010-AN04-1 1/2"-PT | PLA-112-0010-AN04-1 1/2"-PT | PLA-112-0010-AN04-1 1/2"-PT | PLA-112-0010-AN04-1 1/2"-PT | PLA-112-0010-AN04-1 1/2"-PT | BK-GCS-PEDCO-120-PR-PI-0015 (1 of 2) | BK-GCS-PEDCO-120-PR-PI-0015 (1 of 2) | BK-GCS-PEDCO-120-PR-PI-0015 (1 of 2) | BK-GCS-PEDCO-120-PR-PI-0015 (1 of 2) | BK-GCS-PEDCO-120-PR-PI-0015 (1 of 2) | BK-GCS-PEDCO-120-PR-PI-0015 (1 of 2) | GAS | GAS | GAS | BK-GCS-PEDCO-120-IN-DT-0004 | BK-GCS-PEDCO-120-IN-DT-0004 | BK-GCS-PEDCO-120-IN-DT-0004 | BK-GCS-PEDCO-120-IN-DT-0004 | BK-GCS-PEDCO-120-IN-PY-0003 | BK-GCS-PEDCO-120-IN-PY-0003 | BK-GCS-PEDCO-120-IN-PY-0003 | BK-GCS-PEDCO-120-IN-PY-0003 | BK-GCS-PEDCO-120-IN-PY-0003 | 12.5 | 12.5 | 9 | 9 | 90 | 90 | 65 | 65 | D02
407 | Instrument & Plant Air System | Instrument & Plant Air System | Instrument & Plant Air System | PIT-2202 | PIT-2202 | Pressure Indicating Transmitter | Pressure Indicating Transmitter | PLA-112-0010-AN04-1 1/2"-PT | PLA-112-0010-AN04-1 1/2"-PT | PLA-112-0010-AN04-1 1/2"-PT | PLA-112-0010-AN04-1 1/2"-PT | PLA-112-0010-AN04-1 1/2"-PT | BK-GCS-PEDCO-120-PR-PI-0015 (1 of 2) | BK-GCS-PEDCO-120-PR-PI-0015 (1 of 2) | BK-GCS-PEDCO-120-PR-PI-0015 (1 of 2) | BK-GCS-PEDCO-120-PR-PI-0015 (1 of 2) | BK-GCS-PEDCO-120-PR-PI-0015 (1 of 2) | BK-GCS-PEDCO-120-PR-PI-0015 (1 of 2) | GAS | GAS | GAS | BK-GCS-PEDCO-120-IN-DT-0004 | BK-GCS-PEDCO-120-IN-DT-0004 | BK-GCS-PEDCO-120-IN-DT-0004 | BK-GCS-PEDCO-120-IN-DT-0004 | BK-GCS-PEDCO-120-IN-PY-0003 | BK-GCS-PEDCO-120-IN-PY-0003 | BK-GCS-PEDCO-120-IN-PY-0003 | BK-GCS-PEDCO-120-IN-PY-0003 | BK-GCS-PEDCO-120-IN-PY-0003 | 12.5 | 12.5 | 9 | 9 | 90 | 90 | 65 | 65 | D02
408 | Instrument & Plant Air System | Instrument & Plant Air System | Instrument & Plant Air System | PIT-2201 | PIT-2204 | Pressure Indicating Transmitter | Pressure Indicating Transmitter | PLA-112-0010-AN04-1 1/2"-PT | PLA-112-0010-AN04-1 1/2"-PT | PLA-112-0010-AN04-1 1/2"-PT | PLA-112-0010-AN04-1 1/2"-PT | PLA-112-0010-AN04-1 1/2"-PT | BK-GCS-PEDCO-120-PR-PI-0015 (1 of 2) | BK-GCS-PEDCO-120-PR-PI-0015 (1 of 2) | BK-GCS-PEDCO-120-PR-PI-0015 (1 of 2) | BK-GCS-PEDCO-120-PR-PI-0015 (1 of 2) | BK-GCS-PEDCO-120-PR-PI-0015 (1 of 2) | BK-GCS-PEDCO-120-PR-PI-0015 (1 of 2) | GAS | GAS | GAS | BK-GCS-PEDCO-120-IN-DT-0004 | BK-GCS-PEDCO-120-IN-DT-0004 | BK-GCS-PEDCO-120-IN-DT-0004 | BK-GCS-PEDCO-120-IN-DT-0004 | BK-GCS-PEDCO-120-IN-PY-0003 | BK-GCS-PEDCO-120-IN-PY-0003 | BK-GCS-PEDCO-120-IN-PY-0003 | BK-GCS-PEDCO-120-IN-PY-0003 | BK-GCS-PEDCO-120-IN-PY-0003 | 12.5 | 12.5 | 9 | 9 | 90 | 90 | 65 | 65 | D02
409 | Instrument & Plant Air System | Instrument & Plant Air System | Instrument & Plant Air System | PCV-2201 | PCV-2201 | Pressure Control Valve | Pressure Control Valve | PLA-112-0010-AN04-1 1/2"-PT | PLA-112-0010-AN04-1 1/2"-PT | PLA-112-0010-AN04-1 1/2"-PT | PLA-112-0010-AN04-1 1/2"-PT | PLA-112-0010-AN04-1 1/2"-PT | BK-GCS-PEDCO-120-PR-PI-0015 (1 of 2) | BK-GCS-PEDCO-120-PR-PI-0015 (1 of 2) | BK-GCS-PEDCO-120-PR-PI-0015 (1 of 2) | BK-GCS-PEDCO-120-PR-PI-0015 (1 of 2) | BK-GCS-PEDCO-120-PR-PI-0015 (1 of 2) | BK-GCS-PEDCO-120-PR-PI-0015 (1 of 2) | GAS | GAS | GAS | BK-GCS-PEDCO-120-IN-DT-0011 | BK-GCS-PEDCO-120-IN-DT-0011 | BK-GCS-PEDCO-120-IN-DT-0011 | BK-GCS-PEDCO-120-IN-DT-0011 | BK-GCS-PEDCO-120-IN-PY-0003 | BK-GCS-PEDCO-120-IN-PY-0003 | BK-GCS-PEDCO-120-IN-PY-0003 | BK-GCS-PEDCO-120-IN-PY-0003 | BK-GCS-PEDCO-120-IN-PY-0003 | 12.5 | 12.5 | 9 | 9 | 90 | 90 | 65 | 65 | D02
410 | Instrument & Plant Air System | Instrument & Plant Air System | Instrument & Plant Air System | PIT-2203 | PIT-2203 | Pressure Indicating Transmitter | Pressure Indicating Transmitter | ISA-112-0012-AZ00-2"-NP | ISA-112-0012-AZ00-2"-NP | ISA-112-0012-AZ00-2"-NP | ISA-112-0012-AZ00-2"-NP | ISA-112-0012-AZ00-2"-NP | BK-GCS-PEDCO-120-PR-PI-0015 (2 of 2) | BK-GCS-PEDCO-120-PR-PI-0015 (2 of 2) | BK-GCS-PEDCO-120-PR-PI-0015 (2 of 2) | BK-GCS-PEDCO-120-PR-PI-0015 (2 of 2) | BK-GCS-PEDCO-120-PR-PI-0015 (2 of 2) | BK-GCS-PEDCO-120-PR-PI-0015 (2 of 2) | GAS | GAS | GAS | BK-GCS-PEDCO-120-IN-DT-0004 | BK-GCS-PEDCO-120-IN-DT-0004 | BK-GCS-PEDCO-120-IN-DT-0004 | BK-GCS-PEDCO-120-IN-DT-0004 | BK-GCS-PEDCO-120-IN-PY-0003 | BK-GCS-PEDCO-120-IN-PY-0003 | BK-GCS-PEDCO-120-IN-PY-0003 | BK-GCS-PEDCO-120-IN-PY-0003 | BK-GCS-PEDCO-120-IN-PY-0003 | 12.5 | 12.5 | 8 | 8 | 90 | 90 | 65 | 65 | D02
411 | Instrument & Plant Air System | Instrument & Plant Air System | Instrument & Plant Air System | PG-2201 | PG-2201 | Pressure Gauge | Pressure Gauge | ISA-112-0012-AZ00-2"-NP | ISA-112-0012-AZ00-2"-NP | ISA-112-0012-AZ00-2"-NP | ISA-112-0012-AZ00-2"-NP | ISA-112-0012-AZ00-2"-NP | BK-GCS-PEDCO-120-PR-PI-0015 (2 of 2) | BK-GCS-PEDCO-120-PR-PI-0015 (2 of 2) | BK-GCS-PEDCO-120-PR-PI-0015 (2 of 2) | BK-GCS-PEDCO-120-PR-PI-0015 (2 of 2) | BK-GCS-PEDCO-120-PR-PI-0015 (2 of 2) | BK-GCS-PEDCO-120-PR-PI-0015 (2 of 2) | GAS | GAS | GAS | BK-GCS-PEDCO-120-IN-DT-0001 | BK-GCS-PEDCO-120-IN-DT-0001 | BK-GCS-PEDCO-120-IN-DT-0001 | BK-GCS-PEDCO-120-IN-DT-0001 | BK-GCS-PEDCO-120-IN-PY-0003 | BK-GCS-PEDCO-120-IN-PY-0003 | BK-GCS-PEDCO-120-IN-PY-0003 | BK-GCS-PEDCO-120-IN-PY-0003 | BK-GCS-PEDCO-120-IN-PY-0003 | 12.5 | 12.5 | 8 | 8 | 90 | 90 | 65 | 65 | D02
412 | Instrument & Plant Air System | Instrument & Plant Air System | Instrument & Plant Air System | PRV-2201 | PRV-2201 | Pressure Relief Valve | Pressure Relief Valve | ISA-112-0012-AZ00-2"-NP | ISA-112-0012-AZ00-2"-NP | ISA-112-0012-AZ00-2"-NP | ISA-112-0012-AZ00-2"-NP | ISA-112-0012-AZ00-2"-NP | BK-GCS-PEDCO-120-PR-PI-0015 (2 of 2) | BK-GCS-PEDCO-120-PR-PI-0015 (2 of 2) | BK-GCS-PEDCO-120-PR-PI-0015 (2 of 2) | BK-GCS-PEDCO-120-PR-PI-0015 (2 of 2) | BK-GCS-PEDCO-120-PR-PI-0015 (2 of 2) | BK-GCS-PEDCO-120-PR-PI-0015 (2 of 2) | GAS | GAS | GAS | BK-GCS-PEDCO-120-IN-DT-0009 | BK-GCS-PEDCO-120-IN-DT-0009 | BK-GCS-PEDCO-120-IN-DT-0009 | BK-GCS-PEDCO-120-IN-DT-0009 | BK-GCS-PEDCO-120-IN-PY-0003 | BK-GCS-PEDCO-120-IN-PY-0003 | BK-GCS-PEDCO-120-IN-PY-0003 | BK-GCS-PEDCO-120-IN-PY-0003 | BK-GCS-PEDCO-120-IN-PY-0003 | 12.5 | 12.5 | 8 | 8 | 90 | 90 | 65 | 65 | D02
413 | Instrument & Plant Air System | Instrument & Plant Air System | Instrument & Plant Air System | PIT-2201A | PIT-2201A | Pressure Indicating Transmitter | Pressure Indicating Transmitter | ISA-112-0013-AZ00-2"-NP | ISA-112-0012-AZ00-2"-NP | ISA-112-0012-AZ00-2"-NP | ISA-112-0012-AZ00-2"-NP | ISA-112-0012-AZ00-2"-NP | BK-GCS-PEDCO-120-PR-PI-0015 (2 of 2) | BK-GCS-PEDCO-120-PR-PI-0015 (2 of 2) | BK-GCS-PEDCO-120-PR-PI-0015 (2 of 2) | BK-GCS-PEDCO-120-PR-PI-0015 (2 of 2) | BK-GCS-PEDCO-120-PR-PI-0015 (2 of 2) | BK-GCS-PEDCO-120-PR-PI-0015 (2 of 2) | GAS | GAS | GAS | BK-GCS-PEDCO-120-IN-DT-0004 | BK-GCS-PEDCO-120-IN-DT-0004 | BK-GCS-PEDCO-120-IN-DT-0004 | BK-GCS-PEDCO-120-IN-DT-0004 | BK-GCS-PEDCO-120-IN-PY-0003 | BK-GCS-PEDCO-120-IN-PY-0003 | BK-GCS-PEDCO-120-IN-PY-0003 | BK-GCS-PEDCO-120-IN-PY-0003 | BK-GCS-PEDCO-120-IN-PY-0003 | 12.5 | 12.5 | 8 | 8 | 90 | 90 | 65 | 65 | D02
414 | Instrument & Plant Air System | Instrument & Plant Air System | Instrument & Plant Air System | PIT-2201B | PIT-2201B | Pressure Indicating Transmitter | Pressure Indicating Transmitter | ISA-112-0013-AZ00-2"-NP | ISA-112-0012-AZ00-2"-NP | ISA-112-0012-AZ00-2"-NP | ISA-112-0012-AZ00-2"-NP | ISA-112-0012-AZ00-2"-NP | BK-GCS-PEDCO-120-PR-PI-0015 (2 of 2) | BK-GCS-PEDCO-120-PR-PI-0015 (2 of 2) | BK-GCS-PEDCO-120-PR-PI-0015 (2 of 2) | BK-GCS-PEDCO-120-PR-PI-0015 (2 of 2) | BK-GCS-PEDCO-120-PR-PI-0015 (2 of 2) | BK-GCS-PEDCO-120-PR-PI-0015 (2 of 2) | GAS | GAS | GAS | BK-GCS-PEDCO-120-IN-DT-0004 | BK-GCS-PEDCO-120-IN-DT-0004 | BK-GCS-PEDCO-120-IN-DT-0004 | BK-GCS-PEDCO-120-IN-DT-0004 | BK-GCS-PEDCO-120-IN-PY-0003 | BK-GCS-PEDCO-120-IN-PY-0003 | BK-GCS-PEDCO-120-IN-PY-0003 | BK-GCS-PEDCO-120-IN-PY-0003 | BK-GCS-PEDCO-120-IN-PY-0003 | 12.5 | 12.5 | 8 | 8 | 90 | 90 | 65 | 65 | D02
415 | Instrument & Plant Air System | Instrument & Plant Air System | Instrument & Plant Air System | PIT-2201C | PIT-2201C | Pressure Indicating Transmitter | Pressure Indicating Transmitter | ISA-112-0013-AZ00-2"-NP | ISA-112-0012-AZ00-2"-NP | ISA-112-0012-AZ00-2"-NP | ISA-112-0012-AZ00-2"-NP | ISA-112-0012-AZ00-2"-NP | BK-GCS-PEDCO-120-PR-PI-0015 (2 of 2) | BK-GCS-PEDCO-120-PR-PI-0015 (2 of 2) | BK-GCS-PEDCO-120-PR-PI-0015 (2 of 2) | BK-GCS-PEDCO-120-PR-PI-0015 (2 of 2) | BK-GCS-PEDCO-120-PR-PI-0015 (2 of 2) | BK-GCS-PEDCO-120-PR-PI-0015 (2 of 2) | GAS | GAS | GAS | BK-GCS-PEDCO-120-IN-DT-0004 | BK-GCS-PEDCO-120-IN-DT-0004 | BK-GCS-PEDCO-120-IN-DT-0004 | BK-GCS-PEDCO-120-IN-DT-0004 | BK-GCS-PEDCO-120-IN-PY-0003 | BK-GCS-PEDCO-120-IN-PY-0003 | BK-GCS-PEDCO-120-IN-PY-0003 | BK-GCS-PEDCO-120-IN-PY-0003 | BK-GCS-PEDCO-120-IN-PY-0003 | 12.5 | 12.5 | 8 | 8 | 90 | 90 | 65 | 65 | D02
416 | Instrument & Plant Air System | Instrument & Plant Air System | Instrument & Plant Air System | PSV-2201 | PSV-2201 | Pressure Safety Valve | Pressure Safety Valve | ISA-112-0008-AZ00-2"-NP | ISA-112-0008-AZ00-2"-NP | ISA-112-0008-AZ00-2"-NP | ISA-112-0008-AZ00-2"-NP | ISA-112-0008-AZ00-2"-NP | BK-GCS-PEDCO-120-PR-PI-0015 (2 of 2) | BK-GCS-PEDCO-120-PR-PI-0015 (2 of 2) | BK-GCS-PEDCO-120-PR-PI-0015 (2 of 2) | BK-GCS-PEDCO-120-PR-PI-0015 (2 of 2) | BK-GCS-PEDCO-120-PR-PI-0015 (2 of 2) | BK-GCS-PEDCO-120-PR-PI-0015 (2 of 2) | GAS | GAS | GAS | BK-GCS-PEDCO-120-IN-DT-0009 | BK-GCS-PEDCO-120-IN-DT-0009 | BK-GCS-PEDCO-120-IN-DT-0009 | BK-GCS-PEDCO-120-IN-DT-0009 | BK-GCS-PEDCO-120-IN-PY-0003 | BK-GCS-PEDCO-120-IN-PY-0003 | BK-GCS-PEDCO-120-IN-PY-0003 | BK-GCS-PEDCO-120-IN-PY-0003 | BK-GCS-PEDCO-120-IN-PY-0003 | 12.5 | 12.5 | 8 | 8 | 90 | 90 | 65 | 65 | D02
417 | Instrument & Plant Air System | Instrument & Plant Air System | Instrument & Plant Air System | PG-2202 | PG-2202 | Pressure Gauge | Pressure Gauge | V-2203 | V-2203 | V-2203 | V-2203 | V-2203 | BK-GCS-PEDCO-120-PR-PI-0015 (2 of 2) | BK-GCS-PEDCO-120-PR-PI-0015 (2 of 2) | BK-GCS-PEDCO-120-PR-PI-0015 (2 of 2) | BK-GCS-PEDCO-120-PR-PI-0015 (2 of 2) | BK-GCS-PEDCO-120-PR-PI-0015 (2 of 2) | BK-GCS-PEDCO-120-PR-PI-0015 (2 of 2) | GAS | GAS | GAS | BK-GCS-PEDCO-120-IN-DT-0001 | BK-GCS-PEDCO-120-IN-DT-0001 | BK-GCS-PEDCO-120-IN-DT-0001 | BK-GCS-PEDCO-120-IN-DT-0001 | BK-GCS-PEDCO-120-IN-PY-0003 | BK-GCS-PEDCO-120-IN-PY-0003 | BK-GCS-PEDCO-120-IN-PY-0003 | BK-GCS-PEDCO-120-IN-PY-0003 | BK-GCS-PEDCO-120-IN-PY-0003 | 12.5 | 12.5 | 8 | 8 | 90 | 90 | 65 | 65 | D02
418 | Instrument & Plant Air System | Instrument & Plant Air System | Instrument & Plant Air System | LG-2201 | LG-2201 | Level Gauge | Level Gauge | V-2203 | V-2203 | V-2203 | V-2203 | V-2203 | BK-GCS-PEDCO-120-PR-PI-0015 (2 of 2) | BK-GCS-PEDCO-120-PR-PI-0015 (2 of 2) | BK-GCS-PEDCO-120-PR-PI-0015 (2 of 2) | BK-GCS-PEDCO-120-PR-PI-0015 (2 of 2) | BK-GCS-PEDCO-120-PR-PI-0015 (2 of 2) | BK-GCS-PEDCO-120-PR-PI-0015 (2 of 2) | LIQUID | LIQUID | LIQUID | BK-GCS-PEDCO-120-IN-DT-0003 | BK-GCS-PEDCO-120-IN-DT-0003 | BK-GCS-PEDCO-120-IN-DT-0003 | BK-GCS-PEDCO-120-IN-DT-0003 | BK-GCS-PEDCO-120-IN-PY-0003 | BK-GCS-PEDCO-120-IN-PY-0003 | BK-GCS-PEDCO-120-IN-PY-0003 | BK-GCS-PEDCO-120-IN-PY-0003 | BK-GCS-PEDCO-120-IN-PY-0003 | 12.5 | 12.5 | 8 | 8 | 90 | 90 | 65 | 65 | D02
419 | Nitrogen Generation System | Nitrogen Generation System | Nitrogen Generation System | PG-2211 | PG-2211 | Pressure Gauge | Pressure Gauge | NIT-112-0024-AN01-2"-PT | NIT-112-0024-AN01-2"-PT | NIT-112-0024-AN01-2"-PT | NIT-112-0024-AN01-2"-PT | NIT-112-0024-AN01-2"-PT | BK-GCS-PEDCO-120-PR-PI-0016 | BK-GCS-PEDCO-120-PR-PI-0016 | BK-GCS-PEDCO-120-PR-PI-0016 | BK-GCS-PEDCO-120-PR-PI-0016 | BK-GCS-PEDCO-120-PR-PI-0016 | BK-GCS-PEDCO-120-PR-PI-0016 | GAS | GAS | GAS | BK-GCS-PEDCO-120-IN-DT-0001 | BK-GCS-PEDCO-120-IN-DT-0001 | BK-GCS-PEDCO-120-IN-DT-0001 | BK-GCS-PEDCO-120-IN-DT-0001 | BK-GCS-PEDCO-120-IN-PY-0003 | BK-GCS-PEDCO-120-IN-PY-0003 | BK-GCS-PEDCO-120-IN-PY-0003 | BK-GCS-PEDCO-120-IN-PY-0003 | BK-GCS-PEDCO-120-IN-PY-0003 | 12.5 | 12.5 | 8 | 8 | 85 | 85 | 60 | 60 | D02
420 | Nitrogen Generation System | Nitrogen Generation System | Nitrogen Generation System | PSV-2211A | PSV-2211A | Pressure Safety Valve | Pressure Safety Valve | NIT-112-0022-AN01-2"-PT | NIT-112-0022-AN01-2"-PT | NIT-112-0022-AN01-2"-PT | NIT-112-0022-AN01-2"-PT | NIT-112-0022-AN01-2"-PT | BK-GCS-PEDCO-120-PR-PI-0016 | BK-GCS-PEDCO-120-PR-PI-0016 | BK-GCS-PEDCO-120-PR-PI-0016 | BK-GCS-PEDCO-120-PR-PI-0016 | BK-GCS-PEDCO-120-PR-PI-0016 | BK-GCS-PEDCO-120-PR-PI-0016 | GAS | GAS | GAS | BK-GCS-PEDCO-120-IN-DT-0009 | BK-GCS-PEDCO-120-IN-DT-0009 | BK-GCS-PEDCO-120-IN-DT-0009 | BK-GCS-PEDCO-120-IN-DT-0009 | BK-GCS-PEDCO-120-IN-PY-0003 | BK-GCS-PEDCO-120-IN-PY-0003 | BK-GCS-PEDCO-120-IN-PY-0003 | BK-GCS-PEDCO-120-IN-PY-0003 | BK-GCS-PEDCO-120-IN-PY-0003 | 12.5 | 12.5 | 8 | 8 | 85 | 85 | 60 | 60 | D02
421 | Nitrogen Generation System | Nitrogen Generation System | Nitrogen Generation System | PG-2212 | PG-2212 | Pressure Gauge | Pressure Gauge | V-2204 | V-2204 | V-2204 | V-2204 | V-2204 | BK-GCS-PEDCO-120-PR-PI-0016 | BK-GCS-PEDCO-120-PR-PI-0016 | BK-GCS-PEDCO-120-PR-PI-0016 | BK-GCS-PEDCO-120-PR-PI-0016 | BK-GCS-PEDCO-120-PR-PI-0016 | BK-GCS-PEDCO-120-PR-PI-0016 | GAS | GAS | GAS | BK-GCS-PEDCO-120-IN-DT-0001 | BK-GCS-PEDCO-120-IN-DT-0001 | BK-GCS-PEDCO-120-IN-DT-0001 | BK-GCS-PEDCO-120-IN-DT-0001 | BK-GCS-PEDCO-120-IN-PY-0003 | BK-GCS-PEDCO-120-IN-PY-0003 | BK-GCS-PEDCO-120-IN-PY-0003 | BK-GCS-PEDCO-120-IN-PY-0003 | BK-GCS-PEDCO-120-IN-PY-0003 | 12.5 | 12.5 | 8 | 8 | 85 | 85 | 60 | 60 | D02
422 | Nitrogen Generation System | Nitrogen Generation System | Nitrogen Generation System | PIT-2213 | PIT-2213 | Pressure Indicating Transmitter | Pressure Indicating Transmitter | NIT-112-0021-AN01-2"-PT | NIT-112-0021-AN01-2"-PT | NIT-112-0021-AN01-2"-PT | NIT-112-0021-AN01-2"-PT | NIT-112-0021-AN01-2"-PT | BK-GCS-PEDCO-120-PR-PI-0016 | BK-GCS-PEDCO-120-PR-PI-0016 | BK-GCS-PEDCO-120-PR-PI-0016 | BK-GCS-PEDCO-120-PR-PI-0016 | BK-GCS-PEDCO-120-PR-PI-0016 | BK-GCS-PEDCO-120-PR-PI-0016 | GAS | GAS | GAS | BK-GCS-PEDCO-120-IN-DT-0004 | BK-GCS-PEDCO-120-IN-DT-0004 | BK-GCS-PEDCO-120-IN-DT-0004 | BK-GCS-PEDCO-120-IN-DT-0004 | BK-GCS-PEDCO-120-IN-PY-0003 | BK-GCS-PEDCO-120-IN-PY-0003 | BK-GCS-PEDCO-120-IN-PY-0003 | BK-GCS-PEDCO-120-IN-PY-0003 | BK-GCS-PEDCO-120-IN-PY-0003 | 12.5 | 12.5 | 8 | 8 | 85 | 85 | 60 | 60 | D02
423 | Nitrogen Generation System | Nitrogen Generation System | Nitrogen Generation System | PCV-2211 | PCV-2211 | Pressure Control Valve | Pressure Control Valve | NIT-112-0021-AN01-2"-PT | NIT-112-0021-AN01-2"-PT | NIT-112-0021-AN01-2"-PT | NIT-112-0021-AN01-2"-PT | NIT-112-0021-AN01-2"-PT | BK-GCS-PEDCO-120-PR-PI-0016 | BK-GCS-PEDCO-120-PR-PI-0016 | BK-GCS-PEDCO-120-PR-PI-0016 | BK-GCS-PEDCO-120-PR-PI-0016 | BK-GCS-PEDCO-120-PR-PI-0016 | BK-GCS-PEDCO-120-PR-PI-0016 | GAS | GAS | GAS | BK-GCS-PEDCO-120-IN-DT-0011 | BK-GCS-PEDCO-120-IN-DT-0011 | BK-GCS-PEDCO-120-IN-DT-0011 | BK-GCS-PEDCO-120-IN-DT-0011 | BK-GCS-PEDCO-120-IN-PY-0003 | BK-GCS-PEDCO-120-IN-PY-0003 | BK-GCS-PEDCO-120-IN-PY-0003 | BK-GCS-PEDCO-120-IN-PY-0003 | BK-GCS-PEDCO-120-IN-PY-0003 | 12.5 | 12.5 | 8 | 8 | 85 | 85 | 60 | 60 | D02
424 | Nitrogen Generation System | Nitrogen Generation System | Nitrogen Generation System | FIT-2211 | FIT-2211 | Flow Indicating Transmitter | Flow Indicating Transmitter | NIT-112-0021-AN01-2"-PT | NIT-112-0021-AN01-2"-PT | NIT-112-0021-AN01-2"-PT | NIT-112-0021-AN01-2"-PT | NIT-112-0021-AN01-2"-PT | BK-GCS-PEDCO-120-PR-PI-0016 | BK-GCS-PEDCO-120-PR-PI-0016 | BK-GCS-PEDCO-120-PR-PI-0016 | BK-GCS-PEDCO-120-PR-PI-0016 | BK-GCS-PEDCO-120-PR-PI-0016 | BK-GCS-PEDCO-120-PR-PI-0016 | GAS | GAS | GAS | BK-GCS-PEDCO-120-IN-DT-0012 | BK-GCS-PEDCO-120-IN-DT-0012 | BK-GCS-PEDCO-120-IN-DT-0012 | BK-GCS-PEDCO-120-IN-DT-0012 | BK-GCS-PEDCO-120-IN-PY-0003 | BK-GCS-PEDCO-120-IN-PY-0003 | BK-GCS-PEDCO-120-IN-PY-0003 | BK-GCS-PEDCO-120-IN-PY-0003 | BK-GCS-PEDCO-120-IN-PY-0003 | 12.5 | 12.5 | 8 | 8 | 85 | 85 | 60 | 60 | D02
425 | Nitrogen Generation System | Nitrogen Generation System | Nitrogen Generation System | FE-2211 | FE-2211 | Flow Element | Flow Element | NIT-112-0021-AN01-2"-PT | NIT-112-0021-AN01-2"-PT | NIT-112-0021-AN01-2"-PT | NIT-112-0021-AN01-2"-PT | NIT-112-0021-AN01-2"-PT | BK-GCS-PEDCO-120-PR-PI-0016 | BK-GCS-PEDCO-120-PR-PI-0016 | BK-GCS-PEDCO-120-PR-PI-0016 | BK-GCS-PEDCO-120-PR-PI-0016 | BK-GCS-PEDCO-120-PR-PI-0016 | BK-GCS-PEDCO-120-PR-PI-0016 | GAS | GAS | GAS | BK-GCS-PEDCO-120-IN-DT-0013 | BK-GCS-PEDCO-120-IN-DT-0013 | BK-GCS-PEDCO-120-IN-DT-0013 | BK-GCS-PEDCO-120-IN-DT-0013 | BK-GCS-PEDCO-120-IN-PY-0003 | BK-GCS-PEDCO-120-IN-PY-0003 | BK-GCS-PEDCO-120-IN-PY-0003 | BK-GCS-PEDCO-120-IN-PY-0003 | BK-GCS-PEDCO-120-IN-PY-0003 | 12.5 | 12.5 | 8 | 8 | 85 | 85 | 60 | 60 | D02
426 | Nitrogen Generation System | Nitrogen Generation System | Nitrogen Generation System | TT-2211 | TT-2211 | Temperature Transmitter | Temperature Transmitter | NIT-112-0021-AN01-2"-PT | NIT-112-0021-AN01-2"-PT | NIT-112-0021-AN01-2"-PT | NIT-112-0021-AN01-2"-PT | NIT-112-0021-AN01-2"-PT | BK-GCS-PEDCO-120-PR-PI-0016 | BK-GCS-PEDCO-120-PR-PI-0016 | BK-GCS-PEDCO-120-PR-PI-0016 | BK-GCS-PEDCO-120-PR-PI-0016 | BK-GCS-PEDCO-120-PR-PI-0016 | BK-GCS-PEDCO-120-PR-PI-0016 | GAS | GAS | GAS | BK-GCS-PEDCO-120-IN-DT-0005 | BK-GCS-PEDCO-120-IN-DT-0005 | BK-GCS-PEDCO-120-IN-DT-0005 | BK-GCS-PEDCO-120-IN-DT-0005 | BK-GCS-PEDCO-120-IN-PY-0003 | BK-GCS-PEDCO-120-IN-PY-0003 | BK-GCS-PEDCO-120-IN-PY-0003 | BK-GCS-PEDCO-120-IN-PY-0003 | BK-GCS-PEDCO-120-IN-PY-0003 | 12.5 | 12.5 | 8 | 8 | 85 | 85 | 60 | 60 | D02
427 | Nitrogen Generation System | Nitrogen Generation System | Nitrogen Generation System | PIT-2214 | PIT-2214 | Pressure Indicating Transmitter | Pressure Indicating Transmitter | NIT-112-0021-AN01-2"-PT | NIT-112-0021-AN01-2"-PT | NIT-112-0021-AN01-2"-PT | NIT-112-0021-AN01-2"-PT | NIT-112-0021-AN01-2"-PT | BK-GCS-PEDCO-120-PR-PI-0016 | BK-GCS-PEDCO-120-PR-PI-0016 | BK-GCS-PEDCO-120-PR-PI-0016 | BK-GCS-PEDCO-120-PR-PI-0016 | BK-GCS-PEDCO-120-PR-PI-0016 | BK-GCS-PEDCO-120-PR-PI-0016 | GAS | GAS | GAS | BK-GCS-PEDCO-120-IN-DT-0004 | BK-GCS-PEDCO-120-IN-DT-0004 | BK-GCS-PEDCO-120-IN-DT-0004 | BK-GCS-PEDCO-120-IN-DT-0004 | BK-GCS-PEDCO-120-IN-PY-0003 | BK-GCS-PEDCO-120-IN-PY-0003 | BK-GCS-PEDCO-120-IN-PY-0003 | BK-GCS-PEDCO-120-IN-PY-0003 | BK-GCS-PEDCO-120-IN-PY-0003 | 12.5 | 12.5 | 8 | 8 | 85 | 85 | 60 | 60 | D02
428 | Nitrogen Generation System | Nitrogen Generation System | Nitrogen Generation System | LG-2211 | LG-2211 | Level Gauge | Level Gauge | V-2204 | V-2204 | V-2204 | V-2204 | V-2204 | BK-GCS-PEDCO-120-PR-PI-0016 | BK-GCS-PEDCO-120-PR-PI-0016 | BK-GCS-PEDCO-120-PR-PI-0016 | BK-GCS-PEDCO-120-PR-PI-0016 | BK-GCS-PEDCO-120-PR-PI-0016 | BK-GCS-PEDCO-120-PR-PI-0016 | LIQUID | LIQUID | LIQUID | BK-GCS-PEDCO-120-IN-DT-0003 | BK-GCS-PEDCO-120-IN-DT-0003 | BK-GCS-PEDCO-120-IN-DT-0003 | BK-GCS-PEDCO-120-IN-DT-0003 | BK-GCS-PEDCO-120-IN-PY-0003 | BK-GCS-PEDCO-120-IN-PY-0003 | BK-GCS-PEDCO-120-IN-PY-0003 | BK-GCS-PEDCO-120-IN-PY-0003 | BK-GCS-PEDCO-120-IN-PY-0003 | 12.5 | 12.5 | 8 | 8 | 85 | 85 | 60 | 60 | D02
429 | Nitrogen Generation System | Nitrogen Generation System | Nitrogen Generation System | PIT-2111 | PIT-2214 | Pressure Indicating Transmitter | Pressure Indicating Transmitter | NIT-112-0024-AN01-2"-PT |  |  |  |  | BK-GCS-PEDCO-120-PR-PI-0016 | BK-GCS-PEDCO-120-PR-PI-0016 | BK-GCS-PEDCO-120-PR-PI-0016 | BK-GCS-PEDCO-120-PR-PI-0016 | BK-GCS-PEDCO-120-PR-PI-0016 | BK-GCS-PEDCO-120-PR-PI-0016 | GAS | GAS | GAS | BK-GCS-PEDCO-120-IN-DT-0004 | BK-GCS-PEDCO-120-IN-DT-0004 | BK-GCS-PEDCO-120-IN-DT-0004 | BK-GCS-PEDCO-120-IN-DT-0004 | BK-GCS-PEDCO-120-IN-PY-0003 | BK-GCS-PEDCO-120-IN-PY-0003 | BK-GCS-PEDCO-120-IN-PY-0003 | BK-GCS-PEDCO-120-IN-PY-0003 | BK-GCS-PEDCO-120-IN-PY-0003 | 12.5 | 12.5 | 8 | 8 | 85 | 85 | 60 | 60 | D02
430 | Close Drain System | Close Drain System | Close Drain System | TG-2221 | TG-2221 | Temperature Gauge | Temperature Gauge | V-2202 | V-2202 | V-2202 | V-2202 | V-2202 | BK-GCS-PEDCO-120-PR-PI-0017 (2 of 2) | BK-GCS-PEDCO-120-PR-PI-0017 (2 of 2) | BK-GCS-PEDCO-120-PR-PI-0017 (2 of 2) | BK-GCS-PEDCO-120-PR-PI-0017 (2 of 2) | BK-GCS-PEDCO-120-PR-PI-0017 (2 of 2) | BK-GCS-PEDCO-120-PR-PI-0017 (2 of 2) | GAS | GAS | GAS | BK-GCS-PEDCO-120-IN-DT-0002 | BK-GCS-PEDCO-120-IN-DT-0002 | BK-GCS-PEDCO-120-IN-DT-0002 | BK-GCS-PEDCO-120-IN-DT-0002 | BK-GCS-PEDCO-120-IN-PY-0003 | BK-GCS-PEDCO-120-IN-PY-0003 | BK-GCS-PEDCO-120-IN-PY-0003 | BK-GCS-PEDCO-120-IN-PY-0003 | BK-GCS-PEDCO-120-IN-PY-0003 | F.V/7.5 | F.V/7.5 | 0.5 | 0.5 | 85 | 85 | 60 | 60 | D02
431 | Close Drain System | Close Drain System | Close Drain System | PG-2221 | PG-2221 | Pressure Gauge | Pressure Gauge | V-2202 | V-2202 | V-2202 | V-2202 | V-2202 | BK-GCS-PEDCO-120-PR-PI-0017 (2 of 2) | BK-GCS-PEDCO-120-PR-PI-0017 (2 of 2) | BK-GCS-PEDCO-120-PR-PI-0017 (2 of 2) | BK-GCS-PEDCO-120-PR-PI-0017 (2 of 2) | BK-GCS-PEDCO-120-PR-PI-0017 (2 of 2) | BK-GCS-PEDCO-120-PR-PI-0017 (2 of 2) | GAS | GAS | GAS | BK-GCS-PEDCO-120-IN-DT-0001 | BK-GCS-PEDCO-120-IN-DT-0001 | BK-GCS-PEDCO-120-IN-DT-0001 | BK-GCS-PEDCO-120-IN-DT-0001 | BK-GCS-PEDCO-120-IN-PY-0003 | BK-GCS-PEDCO-120-IN-PY-0003 | BK-GCS-PEDCO-120-IN-PY-0003 | BK-GCS-PEDCO-120-IN-PY-0003 | BK-GCS-PEDCO-120-IN-PY-0003 | F.V/7.5 | F.V/7.5 | 0.5 | 0.5 | 85 | 85 | 60 | 60 | D02
432 | Close Drain System | Close Drain System | Close Drain System | LG-2221A | LG-2221 | Level Gauge | Level Gauge | V-2202 | V-2202 | V-2202 | V-2202 | V-2202 | BK-GCS-PEDCO-120-PR-PI-0017 (2 of 2) | BK-GCS-PEDCO-120-PR-PI-0017 (2 of 2) | BK-GCS-PEDCO-120-PR-PI-0017 (2 of 2) | BK-GCS-PEDCO-120-PR-PI-0017 (2 of 2) | BK-GCS-PEDCO-120-PR-PI-0017 (2 of 2) | BK-GCS-PEDCO-120-PR-PI-0017 (2 of 2) | LIQUID | LIQUID | LIQUID | BK-GCS-PEDCO-120-IN-DT-0003 | BK-GCS-PEDCO-120-IN-DT-0003 | BK-GCS-PEDCO-120-IN-DT-0003 | BK-GCS-PEDCO-120-IN-DT-0003 | BK-GCS-PEDCO-120-IN-PY-0003 | BK-GCS-PEDCO-120-IN-PY-0003 | BK-GCS-PEDCO-120-IN-PY-0003 | BK-GCS-PEDCO-120-IN-PY-0003 | BK-GCS-PEDCO-120-IN-PY-0003 | F.V/7.5 | F.V/7.5 | 0.5 | 0.5 | 85 | 85 | 60 | 60 | D02
433 | Close Drain System | Close Drain System | Close Drain System | LG-2221B | LG-2221 | Level Gauge | Level Gauge | V-2202 | V-2202 | V-2202 | V-2202 | V-2202 | BK-GCS-PEDCO-120-PR-PI-0017 (2 of 2) | BK-GCS-PEDCO-120-PR-PI-0017 (2 of 2) | BK-GCS-PEDCO-120-PR-PI-0017 (2 of 2) | BK-GCS-PEDCO-120-PR-PI-0017 (2 of 2) | BK-GCS-PEDCO-120-PR-PI-0017 (2 of 2) | BK-GCS-PEDCO-120-PR-PI-0017 (2 of 2) | LIQUID | LIQUID | LIQUID | BK-GCS-PEDCO-120-IN-DT-0003 | BK-GCS-PEDCO-120-IN-DT-0003 | BK-GCS-PEDCO-120-IN-DT-0003 | BK-GCS-PEDCO-120-IN-DT-0003 | BK-GCS-PEDCO-120-IN-PY-0003 | BK-GCS-PEDCO-120-IN-PY-0003 | BK-GCS-PEDCO-120-IN-PY-0003 | BK-GCS-PEDCO-120-IN-PY-0003 | BK-GCS-PEDCO-120-IN-PY-0003 | F.V/7.5 | F.V/7.5 | 0.5 | 0.5 | 85 | 85 | 60 | 60 | D02
434 | Close Drain System | Close Drain System | Close Drain System | LIT-2221 | LIT-2221 | Level Indicating Transmitter | Level Indicating Transmitter | V-2202 | V-2202 | V-2202 | V-2202 | V-2202 | BK-GCS-PEDCO-120-PR-PI-0017 (2 of 2) | BK-GCS-PEDCO-120-PR-PI-0017 (2 of 2) | BK-GCS-PEDCO-120-PR-PI-0017 (2 of 2) | BK-GCS-PEDCO-120-PR-PI-0017 (2 of 2) | BK-GCS-PEDCO-120-PR-PI-0017 (2 of 2) | BK-GCS-PEDCO-120-PR-PI-0017 (2 of 2) | LIQUID | LIQUID | LIQUID | BK-GCS-PEDCO-120-IN-DT-0006 | BK-GCS-PEDCO-120-IN-DT-0006 | BK-GCS-PEDCO-120-IN-DT-0006 | BK-GCS-PEDCO-120-IN-DT-0006 | BK-GCS-PEDCO-120-IN-PY-0003 | BK-GCS-PEDCO-120-IN-PY-0003 | BK-GCS-PEDCO-120-IN-PY-0003 | BK-GCS-PEDCO-120-IN-PY-0003 | BK-GCS-PEDCO-120-IN-PY-0003 | F.V/7.5 | F.V/7.5 | 0.5 | 0.5 | 85 | 85 | 60 | 60 | D02
435 | Close Drain System | Close Drain System | Close Drain System | PIT-2222A | PIT-2222A | Pressure Indicating Transmitter | Pressure Indicating Transmitter | CDH-112-0032-AN07-2"-PT | CDH-112-0032-AN07-2"-PT | CDH-112-0032-AN07-2"-PT | CDH-112-0032-AN07-2"-PT | CDH-112-0032-AN07-2"-PT | BK-GCS-PEDCO-120-PR-PI-0017 (2 of 2) | BK-GCS-PEDCO-120-PR-PI-0017 (2 of 2) | BK-GCS-PEDCO-120-PR-PI-0017 (2 of 2) | BK-GCS-PEDCO-120-PR-PI-0017 (2 of 2) | BK-GCS-PEDCO-120-PR-PI-0017 (2 of 2) | BK-GCS-PEDCO-120-PR-PI-0017 (2 of 2) | GAS | GAS | GAS | BK-GCS-PEDCO-120-IN-DT-0004 | BK-GCS-PEDCO-120-IN-DT-0004 | BK-GCS-PEDCO-120-IN-DT-0004 | BK-GCS-PEDCO-120-IN-DT-0004 | BK-GCS-PEDCO-120-IN-PY-0003 | BK-GCS-PEDCO-120-IN-PY-0003 | BK-GCS-PEDCO-120-IN-PY-0003 | BK-GCS-PEDCO-120-IN-PY-0003 | BK-GCS-PEDCO-120-IN-PY-0003 | F.V/7.5 | F.V/7.5 | 0.8 | 0.8 | 85 | 85 | 5 | 5 | D02
436 | Close Drain System | Close Drain System | Close Drain System | PIT-2222B | PIT-2222B | Pressure Indicating Transmitter | Pressure Indicating Transmitter | CDH-112-0033-AN07-2"-PT | CDH-112-0033-AN07-2"-PT | CDH-112-0033-AN07-2"-PT | CDH-112-0033-AN07-2"-PT | CDH-112-0033-AN07-2"-PT | BK-GCS-PEDCO-120-PR-PI-0017 (2 of 2) | BK-GCS-PEDCO-120-PR-PI-0017 (2 of 2) | BK-GCS-PEDCO-120-PR-PI-0017 (2 of 2) | BK-GCS-PEDCO-120-PR-PI-0017 (2 of 2) | BK-GCS-PEDCO-120-PR-PI-0017 (2 of 2) | BK-GCS-PEDCO-120-PR-PI-0017 (2 of 2) | GAS | GAS | GAS | BK-GCS-PEDCO-120-IN-DT-0004 | BK-GCS-PEDCO-120-IN-DT-0004 | BK-GCS-PEDCO-120-IN-DT-0004 | BK-GCS-PEDCO-120-IN-DT-0004 | BK-GCS-PEDCO-120-IN-PY-0003 | BK-GCS-PEDCO-120-IN-PY-0003 | BK-GCS-PEDCO-120-IN-PY-0003 | BK-GCS-PEDCO-120-IN-PY-0003 | BK-GCS-PEDCO-120-IN-PY-0003 | F.V/7.5 | F.V/7.5 | 0.8 | 0.8 | 85 | 85 | 5 | 5 | D02
437 | Close Drain System | Close Drain System | Close Drain System | PG-2232A | PG-2232A | Pressure Gauge | Pressure Gauge | CDH-112-0033-AN07-2"-PT | CDH-112-0033-AN07-2"-PT | CDH-112-0033-AN07-2"-PT | CDH-112-0033-AN07-2"-PT | CDH-112-0033-AN07-2"-PT | BK-GCS-PEDCO-120-PR-PI-0017 (2 of 2) | BK-GCS-PEDCO-120-PR-PI-0017 (2 of 2) | BK-GCS-PEDCO-120-PR-PI-0017 (2 of 2) | BK-GCS-PEDCO-120-PR-PI-0017 (2 of 2) | BK-GCS-PEDCO-120-PR-PI-0017 (2 of 2) | BK-GCS-PEDCO-120-PR-PI-0017 (2 of 2) | GAS | GAS | GAS | BK-GCS-PEDCO-120-IN-DT-0001 | BK-GCS-PEDCO-120-IN-DT-0001 | BK-GCS-PEDCO-120-IN-DT-0001 | BK-GCS-PEDCO-120-IN-DT-0001 | BK-GCS-PEDCO-120-IN-PY-0003 | BK-GCS-PEDCO-120-IN-PY-0003 | BK-GCS-PEDCO-120-IN-PY-0003 | BK-GCS-PEDCO-120-IN-PY-0003 | BK-GCS-PEDCO-120-IN-PY-0003 | 16.8 | 16.8 | 7.2 | 7.2 | 85 | 85 | 5 | 5 | D02
438 | Close Drain System | Close Drain System | Close Drain System | PG-2232B | PG-2232B | Pressure Gauge | Pressure Gauge | CDH-112-0032-AN07-2"-PT | CDH-112-0032-AN07-2"-PT | CDH-112-0032-AN07-2"-PT | CDH-112-0032-AN07-2"-PT | CDH-112-0032-AN07-2"-PT | BK-GCS-PEDCO-120-PR-PI-0017 (2 of 2) | BK-GCS-PEDCO-120-PR-PI-0017 (2 of 2) | BK-GCS-PEDCO-120-PR-PI-0017 (2 of 2) | BK-GCS-PEDCO-120-PR-PI-0017 (2 of 2) | BK-GCS-PEDCO-120-PR-PI-0017 (2 of 2) | BK-GCS-PEDCO-120-PR-PI-0017 (2 of 2) | GAS | GAS | GAS | BK-GCS-PEDCO-120-IN-DT-0001 | BK-GCS-PEDCO-120-IN-DT-0001 | BK-GCS-PEDCO-120-IN-DT-0001 | BK-GCS-PEDCO-120-IN-DT-0001 | BK-GCS-PEDCO-120-IN-PY-0003 | BK-GCS-PEDCO-120-IN-PY-0003 | BK-GCS-PEDCO-120-IN-PY-0003 | BK-GCS-PEDCO-120-IN-PY-0003 | BK-GCS-PEDCO-120-IN-PY-0003 | 16.8 | 16.8 | 7.2 | 7.2 | 85 | 85 | 5 | 5 | D02
439 | Close Drain System | Close Drain System | Close Drain System | PG-2222A | PG-2222A | Pressure Gauge | Pressure Gauge | OWA-112-0003-AN01-2"-PT | OWA-112-0003-AN01-2"-PT | OWA-112-0003-AN01-2"-PT | OWA-112-0003-AN01-2"-PT | OWA-112-0003-AN01-2"-PT | BK-GCS-PEDCO-120-PR-PI-0017 (2 of 2) | BK-GCS-PEDCO-120-PR-PI-0017 (2 of 2) | BK-GCS-PEDCO-120-PR-PI-0017 (2 of 2) | BK-GCS-PEDCO-120-PR-PI-0017 (2 of 2) | BK-GCS-PEDCO-120-PR-PI-0017 (2 of 2) | BK-GCS-PEDCO-120-PR-PI-0017 (2 of 2) | LIQUID | LIQUID | LIQUID | BK-GCS-PEDCO-120-IN-DT-0001 | BK-GCS-PEDCO-120-IN-DT-0001 | BK-GCS-PEDCO-120-IN-DT-0001 | BK-GCS-PEDCO-120-IN-DT-0001 | BK-GCS-PEDCO-120-IN-PY-0003 | BK-GCS-PEDCO-120-IN-PY-0003 | BK-GCS-PEDCO-120-IN-PY-0003 | BK-GCS-PEDCO-120-IN-PY-0003 | BK-GCS-PEDCO-120-IN-PY-0003 | F.V/7 | F.V/7 | 0.8 | 0.8 | 85 | 85 | 50 | 50 | D02
440 | Close Drain System | Close Drain System | Close Drain System | PG-2222B | PG-2222B | Pressure Gauge | Pressure Gauge | OWA-112-0004-AN01-2"-PT | OWA-112-0004-AN01-2"-PT | OWA-112-0004-AN01-2"-PT | OWA-112-0004-AN01-2"-PT | OWA-112-0004-AN01-2"-PT | BK-GCS-PEDCO-120-PR-PI-0017 (2 of 2) | BK-GCS-PEDCO-120-PR-PI-0017 (2 of 2) | BK-GCS-PEDCO-120-PR-PI-0017 (2 of 2) | BK-GCS-PEDCO-120-PR-PI-0017 (2 of 2) | BK-GCS-PEDCO-120-PR-PI-0017 (2 of 2) | BK-GCS-PEDCO-120-PR-PI-0017 (2 of 2) | LIQUID | LIQUID | LIQUID | BK-GCS-PEDCO-120-IN-DT-0001 | BK-GCS-PEDCO-120-IN-DT-0001 | BK-GCS-PEDCO-120-IN-DT-0001 | BK-GCS-PEDCO-120-IN-DT-0001 | BK-GCS-PEDCO-120-IN-PY-0003 | BK-GCS-PEDCO-120-IN-PY-0003 | BK-GCS-PEDCO-120-IN-PY-0003 | BK-GCS-PEDCO-120-IN-PY-0003 | BK-GCS-PEDCO-120-IN-PY-0003 | F.V/7 | F.V/7 | 0.8 | 0.8 | 85 | 85 | 50 | 50 | D02
441 | Close Drain System | Close Drain System | Close Drain System | LIT-2223 | LIT-2223 | Level Indicating Transmitter | Level Indicating Transmitter | SU-2201 | SU-2201 | SU-2201 | SU-2201 | SU-2201 | BK-GCS-PEDCO-120-PR-PI-0017 (2 of 2) | BK-GCS-PEDCO-120-PR-PI-0017 (2 of 2) | BK-GCS-PEDCO-120-PR-PI-0017 (2 of 2) | BK-GCS-PEDCO-120-PR-PI-0017 (2 of 2) | BK-GCS-PEDCO-120-PR-PI-0017 (2 of 2) | BK-GCS-PEDCO-120-PR-PI-0017 (2 of 2) | LIQUID | LIQUID | LIQUID | BK-GCS-PEDCO-120-IN-DT-0006 | BK-GCS-PEDCO-120-IN-DT-0006 | BK-GCS-PEDCO-120-IN-DT-0006 | BK-GCS-PEDCO-120-IN-DT-0006 | BK-GCS-PEDCO-120-IN-PY-0003 | BK-GCS-PEDCO-120-IN-PY-0003 | BK-GCS-PEDCO-120-IN-PY-0003 | BK-GCS-PEDCO-120-IN-PY-0003 | BK-GCS-PEDCO-120-IN-PY-0003 | ATM | ATM | ATM | ATM | AMB | AMB | AMB | AMB | D02
442 | LP Flare System | LP Flare System | LP Flare System | LIT-2253 | LIT-2253 | Level Indicating Transmitter | Level Indicating Transmitter | V-2201 | V-2201 | V-2201 | V-2201 | V-2201 | BK-GCS-PEDCO-120-PR-PI-0020 (2 of 2) | BK-GCS-PEDCO-120-PR-PI-0020 (2 of 2) | BK-GCS-PEDCO-120-PR-PI-0020 (2 of 2) | BK-GCS-PEDCO-120-PR-PI-0020 (2 of 2) | BK-GCS-PEDCO-120-PR-PI-0020 (2 of 2) | BK-GCS-PEDCO-120-PR-PI-0020 (2 of 2) | LIQUID | LIQUID | LIQUID | BK-GCS-PEDCO-120-IN-DT-0006 | BK-GCS-PEDCO-120-IN-DT-0006 | BK-GCS-PEDCO-120-IN-DT-0006 | BK-GCS-PEDCO-120-IN-DT-0006 | BK-GCS-PEDCO-120-IN-PY-0003 | BK-GCS-PEDCO-120-IN-PY-0003 | BK-GCS-PEDCO-120-IN-PY-0003 | BK-GCS-PEDCO-120-IN-PY-0003 | BK-GCS-PEDCO-120-IN-PY-0003 | F.V/7.5 | F.V/7.5 | 0.5 | 0.5 | 85 | 85 | 32 | 32 | D02
443 | LP Flare System | LP Flare System | LP Flare System | LIT-2252A | LIT-2252A | Level Indicating Transmitter | Level Indicating Transmitter | V-2201 | V-2201 | V-2201 | V-2201 | V-2201 | BK-GCS-PEDCO-120-PR-PI-0020 (2 of 2) | BK-GCS-PEDCO-120-PR-PI-0020 (2 of 2) | BK-GCS-PEDCO-120-PR-PI-0020 (2 of 2) | BK-GCS-PEDCO-120-PR-PI-0020 (2 of 2) | BK-GCS-PEDCO-120-PR-PI-0020 (2 of 2) | BK-GCS-PEDCO-120-PR-PI-0020 (2 of 2) | LIQUID | LIQUID | LIQUID | BK-GCS-PEDCO-120-IN-DT-0006 | BK-GCS-PEDCO-120-IN-DT-0006 | BK-GCS-PEDCO-120-IN-DT-0006 | BK-GCS-PEDCO-120-IN-DT-0006 | BK-GCS-PEDCO-120-IN-PY-0003 | BK-GCS-PEDCO-120-IN-PY-0003 | BK-GCS-PEDCO-120-IN-PY-0003 | BK-GCS-PEDCO-120-IN-PY-0003 | BK-GCS-PEDCO-120-IN-PY-0003 | F.V/7.5 | F.V/7.5 | 0.5 | 0.5 | 85 | 85 | 32 | 32 | D02
444 | LP Flare System | LP Flare System | LP Flare System | LIT-2252B | LIT-2252B | Level Indicating Transmitter | Level Indicating Transmitter | V-2201 | V-2201 | V-2201 | V-2201 | V-2201 | BK-GCS-PEDCO-120-PR-PI-0020 (2 of 2) | BK-GCS-PEDCO-120-PR-PI-0020 (2 of 2) | BK-GCS-PEDCO-120-PR-PI-0020 (2 of 2) | BK-GCS-PEDCO-120-PR-PI-0020 (2 of 2) | BK-GCS-PEDCO-120-PR-PI-0020 (2 of 2) | BK-GCS-PEDCO-120-PR-PI-0020 (2 of 2) | LIQUID | LIQUID | LIQUID | BK-GCS-PEDCO-120-IN-DT-0006 | BK-GCS-PEDCO-120-IN-DT-0006 | BK-GCS-PEDCO-120-IN-DT-0006 | BK-GCS-PEDCO-120-IN-DT-0006 | BK-GCS-PEDCO-120-IN-PY-0003 | BK-GCS-PEDCO-120-IN-PY-0003 | BK-GCS-PEDCO-120-IN-PY-0003 | BK-GCS-PEDCO-120-IN-PY-0003 | BK-GCS-PEDCO-120-IN-PY-0003 | F.V/7.5 | F.V/7.5 | 0.5 | 0.5 | 85 | 85 | 32 | 32 | D02
445 | LP Flare System | LP Flare System | LP Flare System | LIT-2252C | LIT-2252C | Level Indicating Transmitter | Level Indicating Transmitter | V-2201 | V-2201 | V-2201 | V-2201 | V-2201 | BK-GCS-PEDCO-120-PR-PI-0020 (2 of 2) | BK-GCS-PEDCO-120-PR-PI-0020 (2 of 2) | BK-GCS-PEDCO-120-PR-PI-0020 (2 of 2) | BK-GCS-PEDCO-120-PR-PI-0020 (2 of 2) | BK-GCS-PEDCO-120-PR-PI-0020 (2 of 2) | BK-GCS-PEDCO-120-PR-PI-0020 (2 of 2) | LIQUID | LIQUID | LIQUID | BK-GCS-PEDCO-120-IN-DT-0006 | BK-GCS-PEDCO-120-IN-DT-0006 | BK-GCS-PEDCO-120-IN-DT-0006 | BK-GCS-PEDCO-120-IN-DT-0006 | BK-GCS-PEDCO-120-IN-PY-0003 | BK-GCS-PEDCO-120-IN-PY-0003 | BK-GCS-PEDCO-120-IN-PY-0003 | BK-GCS-PEDCO-120-IN-PY-0003 | BK-GCS-PEDCO-120-IN-PY-0003 | F.V/7.5 | F.V/7.5 | 0.5 | 0.5 | 85 | 85 | 32 | 32 | D02
446 | LP Flare System | LP Flare System | LP Flare System | TG-2251 | TG-2251 | Temperature Gauge | Temperature Gauge | V-2201 | V-2201 | V-2201 | V-2201 | V-2201 | BK-GCS-PEDCO-120-PR-PI-0020 (2 of 2) | BK-GCS-PEDCO-120-PR-PI-0020 (2 of 2) | BK-GCS-PEDCO-120-PR-PI-0020 (2 of 2) | BK-GCS-PEDCO-120-PR-PI-0020 (2 of 2) | BK-GCS-PEDCO-120-PR-PI-0020 (2 of 2) | BK-GCS-PEDCO-120-PR-PI-0020 (2 of 2) | GAS | GAS | GAS | BK-GCS-PEDCO-120-IN-DT-0002 | BK-GCS-PEDCO-120-IN-DT-0002 | BK-GCS-PEDCO-120-IN-DT-0002 | BK-GCS-PEDCO-120-IN-DT-0002 | BK-GCS-PEDCO-120-IN-PY-0003 | BK-GCS-PEDCO-120-IN-PY-0003 | BK-GCS-PEDCO-120-IN-PY-0003 | BK-GCS-PEDCO-120-IN-PY-0003 | BK-GCS-PEDCO-120-IN-PY-0003 | F.V/7.5 | F.V/7.5 | 0.5 | 0.5 | 85 | 85 | 32 | 32 | D02
447 | LP Flare System | LP Flare System | LP Flare System | PG-2251 | PG-2251 | Pressure Gauge | Pressure Gauge | V-2201 | V-2201 | V-2201 | V-2201 | V-2201 | BK-GCS-PEDCO-120-PR-PI-0020 (2 of 2) | BK-GCS-PEDCO-120-PR-PI-0020 (2 of 2) | BK-GCS-PEDCO-120-PR-PI-0020 (2 of 2) | BK-GCS-PEDCO-120-PR-PI-0020 (2 of 2) | BK-GCS-PEDCO-120-PR-PI-0020 (2 of 2) | BK-GCS-PEDCO-120-PR-PI-0020 (2 of 2) | GAS | GAS | GAS | BK-GCS-PEDCO-120-IN-DT-0001 | BK-GCS-PEDCO-120-IN-DT-0001 | BK-GCS-PEDCO-120-IN-DT-0001 | BK-GCS-PEDCO-120-IN-DT-0001 | BK-GCS-PEDCO-120-IN-PY-0003 | BK-GCS-PEDCO-120-IN-PY-0003 | BK-GCS-PEDCO-120-IN-PY-0003 | BK-GCS-PEDCO-120-IN-PY-0003 | BK-GCS-PEDCO-120-IN-PY-0003 | F.V/7.5 | F.V/7.5 | 0.5 | 0.5 | 85 | 85 | 32 | 32 | D02
448 | LP Flare System | LP Flare System | LP Flare System | LG-2251 | LG-2251 | Level Gauge | Level Gauge | V-2201 | V-2201 | V-2201 | V-2201 | V-2201 | BK-GCS-PEDCO-120-PR-PI-0020 (2 of 2) | BK-GCS-PEDCO-120-PR-PI-0020 (2 of 2) | BK-GCS-PEDCO-120-PR-PI-0020 (2 of 2) | BK-GCS-PEDCO-120-PR-PI-0020 (2 of 2) | BK-GCS-PEDCO-120-PR-PI-0020 (2 of 2) | BK-GCS-PEDCO-120-PR-PI-0020 (2 of 2) | LIQUID | LIQUID | LIQUID | BK-GCS-PEDCO-120-IN-DT-0003 | BK-GCS-PEDCO-120-IN-DT-0003 | BK-GCS-PEDCO-120-IN-DT-0003 | BK-GCS-PEDCO-120-IN-DT-0003 | BK-GCS-PEDCO-120-IN-PY-0003 | BK-GCS-PEDCO-120-IN-PY-0003 | BK-GCS-PEDCO-120-IN-PY-0003 | BK-GCS-PEDCO-120-IN-PY-0003 | BK-GCS-PEDCO-120-IN-PY-0003 | F.V/7.5 | F.V/7.5 | 0.5 | 0.5 | 85 | 85 | 32 | 32 | D02
449 | LP Flare System | LP Flare System | LP Flare System | LIT-2251 | LIT-2251 | Level Indicating Transmitter | Level Indicating Transmitter | V-2201 | V-2201 | V-2201 | V-2201 | V-2201 | BK-GCS-PEDCO-120-PR-PI-0020 (2 of 2) | BK-GCS-PEDCO-120-PR-PI-0020 (2 of 2) | BK-GCS-PEDCO-120-PR-PI-0020 (2 of 2) | BK-GCS-PEDCO-120-PR-PI-0020 (2 of 2) | BK-GCS-PEDCO-120-PR-PI-0020 (2 of 2) | BK-GCS-PEDCO-120-PR-PI-0020 (2 of 2) | LIQUID | LIQUID | LIQUID | BK-GCS-PEDCO-120-IN-DT-0006 | BK-GCS-PEDCO-120-IN-DT-0006 | BK-GCS-PEDCO-120-IN-DT-0006 | BK-GCS-PEDCO-120-IN-DT-0006 | BK-GCS-PEDCO-120-IN-PY-0003 | BK-GCS-PEDCO-120-IN-PY-0003 | BK-GCS-PEDCO-120-IN-PY-0003 | BK-GCS-PEDCO-120-IN-PY-0003 | BK-GCS-PEDCO-120-IN-PY-0003 | F.V/7.5 | F.V/7.5 | 0.5 | 0.5 | 85 | 85 | 32 | 32 | D02
450 | LP Flare System | LP Flare System | LP Flare System | PIT-2252 | PIT-2252 | Pressure Indicating Transmitter | Pressure Indicating Transmitter | FL-112-0004-AN07-10"-PT | FL-112-0004-AN07-10"-PT | FL-112-0004-AN07-10"-PT | FL-112-0004-AN07-10"-PT | FL-112-0004-AN07-10"-PT | BK-GCS-PEDCO-120-PR-PI-0020 (2 of 2) | BK-GCS-PEDCO-120-PR-PI-0020 (2 of 2) | BK-GCS-PEDCO-120-PR-PI-0020 (2 of 2) | BK-GCS-PEDCO-120-PR-PI-0020 (2 of 2) | BK-GCS-PEDCO-120-PR-PI-0020 (2 of 2) | BK-GCS-PEDCO-120-PR-PI-0020 (2 of 2) | GAS | GAS | GAS | BK-GCS-PEDCO-120-IN-DT-0001 | BK-GCS-PEDCO-120-IN-DT-0001 | BK-GCS-PEDCO-120-IN-DT-0001 | BK-GCS-PEDCO-120-IN-DT-0001 | BK-GCS-PEDCO-120-IN-PY-0003 | BK-GCS-PEDCO-120-IN-PY-0003 | BK-GCS-PEDCO-120-IN-PY-0003 | BK-GCS-PEDCO-120-IN-PY-0003 | BK-GCS-PEDCO-120-IN-PY-0003 | F.V/7.5 | F.V/7.5 | 0.5 | 0.5 | 85 | 85 | 32 | 32 | D02
451 | LP Flare System | LP Flare System | LP Flare System | PIT-2251A | PIT-2251A | Pressure Indicating Transmitter | Pressure Indicating Transmitter | CDH-112-0038-AN07-2"-PT | CDH-112-0038-AN07-2"-PT | CDH-112-0038-AN07-2"-PT | CDH-112-0038-AN07-2"-PT | CDH-112-0038-AN07-2"-PT | BK-GCS-PEDCO-120-PR-PI-0020 (2 of 2) | BK-GCS-PEDCO-120-PR-PI-0020 (2 of 2) | BK-GCS-PEDCO-120-PR-PI-0020 (2 of 2) | BK-GCS-PEDCO-120-PR-PI-0020 (2 of 2) | BK-GCS-PEDCO-120-PR-PI-0020 (2 of 2) | BK-GCS-PEDCO-120-PR-PI-0020 (2 of 2) | LIQUID | LIQUID | LIQUID | BK-GCS-PEDCO-120-IN-DT-0004 | BK-GCS-PEDCO-120-IN-DT-0004 | BK-GCS-PEDCO-120-IN-DT-0004 | BK-GCS-PEDCO-120-IN-DT-0004 | BK-GCS-PEDCO-120-IN-PY-0003 | BK-GCS-PEDCO-120-IN-PY-0003 | BK-GCS-PEDCO-120-IN-PY-0003 | BK-GCS-PEDCO-120-IN-PY-0003 | BK-GCS-PEDCO-120-IN-PY-0003 | F.V/7.5 | F.V/7.5 | 0.6 | 0.6 | 85 | 85 | 32 | 32 | D02
452 | LP Flare System | LP Flare System | LP Flare System | PIT-2251B | PIT-2251B | Pressure Indicating Transmitter | Pressure Indicating Transmitter | CDH-112-0036-AN07-2"-PT | CDH-112-0036-AN07-2"-PT | CDH-112-0036-AN07-2"-PT | CDH-112-0036-AN07-2"-PT | CDH-112-0036-AN07-2"-PT | BK-GCS-PEDCO-120-PR-PI-0020 (2 of 2) | BK-GCS-PEDCO-120-PR-PI-0020 (2 of 2) | BK-GCS-PEDCO-120-PR-PI-0020 (2 of 2) | BK-GCS-PEDCO-120-PR-PI-0020 (2 of 2) | BK-GCS-PEDCO-120-PR-PI-0020 (2 of 2) | BK-GCS-PEDCO-120-PR-PI-0020 (2 of 2) | LIQUID | LIQUID | LIQUID | BK-GCS-PEDCO-120-IN-DT-0004 | BK-GCS-PEDCO-120-IN-DT-0004 | BK-GCS-PEDCO-120-IN-DT-0004 | BK-GCS-PEDCO-120-IN-DT-0004 | BK-GCS-PEDCO-120-IN-PY-0003 | BK-GCS-PEDCO-120-IN-PY-0003 | BK-GCS-PEDCO-120-IN-PY-0003 | BK-GCS-PEDCO-120-IN-PY-0003 | BK-GCS-PEDCO-120-IN-PY-0003 | F.V/7.5 | F.V/7.5 | 0.6 | 0.6 | 85 | 85 | 32 | 32 | D02
453 | LP Flare System | LP Flare System | LP Flare System | PG-2251A | PG-2251A | Pressure Gauge | Pressure Gauge | CDH-112-0038-AN07-2"-PT | CDH-112-0038-AN07-2"-PT | CDH-112-0038-AN07-2"-PT | CDH-112-0038-AN07-2"-PT | CDH-112-0038-AN07-2"-PT | BK-GCS-PEDCO-120-PR-PI-0020 (2 of 2) | BK-GCS-PEDCO-120-PR-PI-0020 (2 of 2) | BK-GCS-PEDCO-120-PR-PI-0020 (2 of 2) | BK-GCS-PEDCO-120-PR-PI-0020 (2 of 2) | BK-GCS-PEDCO-120-PR-PI-0020 (2 of 2) | BK-GCS-PEDCO-120-PR-PI-0020 (2 of 2) | GAS | GAS | GAS | BK-GCS-PEDCO-120-IN-DT-0001 | BK-GCS-PEDCO-120-IN-DT-0001 | BK-GCS-PEDCO-120-IN-DT-0001 | BK-GCS-PEDCO-120-IN-DT-0001 | BK-GCS-PEDCO-120-IN-PY-0003 | BK-GCS-PEDCO-120-IN-PY-0003 | BK-GCS-PEDCO-120-IN-PY-0003 | BK-GCS-PEDCO-120-IN-PY-0003 | BK-GCS-PEDCO-120-IN-PY-0003 | 9.6 | 9.6 | 1.8 | 1.8 | 85 | 85 | 32 | 32 | D02
454 | LP Flare System | LP Flare System | LP Flare System | PG-2251B | PG-2251B | Pressure Gauge | Pressure Gauge | CDH-112-0037-AN07-2"-PT | CDH-112-0037-AN07-2"-PT | CDH-112-0037-AN07-2"-PT | CDH-112-0037-AN07-2"-PT | CDH-112-0037-AN07-2"-PT | BK-GCS-PEDCO-120-PR-PI-0020 (2 of 2) | BK-GCS-PEDCO-120-PR-PI-0020 (2 of 2) | BK-GCS-PEDCO-120-PR-PI-0020 (2 of 2) | BK-GCS-PEDCO-120-PR-PI-0020 (2 of 2) | BK-GCS-PEDCO-120-PR-PI-0020 (2 of 2) | BK-GCS-PEDCO-120-PR-PI-0020 (2 of 2) | GAS | GAS | GAS | BK-GCS-PEDCO-120-IN-DT-0001 | BK-GCS-PEDCO-120-IN-DT-0001 | BK-GCS-PEDCO-120-IN-DT-0001 | BK-GCS-PEDCO-120-IN-DT-0001 | BK-GCS-PEDCO-120-IN-PY-0003 | BK-GCS-PEDCO-120-IN-PY-0003 | BK-GCS-PEDCO-120-IN-PY-0003 | BK-GCS-PEDCO-120-IN-PY-0003 | BK-GCS-PEDCO-120-IN-PY-0003 | 9.6 | 9.6 | 1.8 | 1.8 | 85 | 85 | 32 | 32 | D02
455 | Oily Water Sewer | Oily Water Sewer | Oily Water Sewer | LIT-2273 | LIT-2273 | Level Indicating Transmitter | Level Indicating Transmitter | SU-2202 | SU-2202 | SU-2202 | SU-2202 | SU-2202 | BK-GCS-PEDCO-120-PR-PI-0021 | BK-GCS-PEDCO-120-PR-PI-0021 | BK-GCS-PEDCO-120-PR-PI-0021 | BK-GCS-PEDCO-120-PR-PI-0021 | BK-GCS-PEDCO-120-PR-PI-0021 | BK-GCS-PEDCO-120-PR-PI-0021 | LIQUID | LIQUID | LIQUID | BK-GCS-PEDCO-120-IN-DT-0006 | BK-GCS-PEDCO-120-IN-DT-0006 | BK-GCS-PEDCO-120-IN-DT-0006 | BK-GCS-PEDCO-120-IN-DT-0006 | BK-GCS-PEDCO-120-IN-PY-0003 | BK-GCS-PEDCO-120-IN-PY-0003 | BK-GCS-PEDCO-120-IN-PY-0003 | BK-GCS-PEDCO-120-IN-PY-0003 | BK-GCS-PEDCO-120-IN-PY-0003 | ATM | ATM | ATM | ATM | AMB | AMB | AMB | AMB | D02
456 | Fuel Gas System | Fuel Gas System | Fuel Gas System | PG-2271 | PG-2271 | Pressure Gauge | Pressure Gauge | GAS-112-0010-AN07-2"-PT | GAS-112-0010-AN07-2"-PT | GAS-112-0010-AN07-2"-PT | GAS-112-0010-AN07-2"-PT | GAS-112-0010-AN07-2"-PT | BK-GCS-PEDCO-120-PR-PI-0022 | BK-GCS-PEDCO-120-PR-PI-0022 | BK-GCS-PEDCO-120-PR-PI-0022 | BK-GCS-PEDCO-120-PR-PI-0022 | BK-GCS-PEDCO-120-PR-PI-0022 | BK-GCS-PEDCO-120-PR-PI-0022 | GAS | GAS | GAS | BK-GCS-PEDCO-120-IN-DT-0001 | BK-GCS-PEDCO-120-IN-DT-0001 | BK-GCS-PEDCO-120-IN-DT-0001 | BK-GCS-PEDCO-120-IN-DT-0001 | BK-GCS-PEDCO-120-IN-PY-0003 | BK-GCS-PEDCO-120-IN-PY-0003 | BK-GCS-PEDCO-120-IN-PY-0003 | BK-GCS-PEDCO-120-IN-PY-0003 | BK-GCS-PEDCO-120-IN-PY-0003 | F.V/9 | F.V/9 | 4.9 | 4.9 | 85 | 85 | 36.7 | 36.7 | D02
457 | Fuel Gas System | Fuel Gas System | Fuel Gas System | TG-2271 | TG-2271 | Temperature Gauge | Temperature Gauge | FLG-112-0010-AN07-2"-PT | FLG-112-0010-AN07-2"-PT | FLG-112-0010-AN07-2"-PT | FLG-112-0010-AN07-2"-PT | FLG-112-0010-AN07-2"-PT | BK-GCS-PEDCO-120-PR-PI-0022 | BK-GCS-PEDCO-120-PR-PI-0022 | BK-GCS-PEDCO-120-PR-PI-0022 | BK-GCS-PEDCO-120-PR-PI-0022 | BK-GCS-PEDCO-120-PR-PI-0022 | BK-GCS-PEDCO-120-PR-PI-0022 | GAS | GAS | GAS | BK-GCS-PEDCO-120-IN-DT-0002 | BK-GCS-PEDCO-120-IN-DT-0002 | BK-GCS-PEDCO-120-IN-DT-0002 | BK-GCS-PEDCO-120-IN-DT-0002 | BK-GCS-PEDCO-120-IN-PY-0003 | BK-GCS-PEDCO-120-IN-PY-0003 | BK-GCS-PEDCO-120-IN-PY-0003 | BK-GCS-PEDCO-120-IN-PY-0003 | BK-GCS-PEDCO-120-IN-PY-0003 | F.V/9 | F.V/9 | 4.9 | 4.9 | 85 | 85 | 36.7 | 36.7 | D02
458 | Fuel Gas System | Fuel Gas System | Fuel Gas System | CP-2271 | CP-2271 | Corrosion Probe | Corrosion Probe | FLG-112-0010-AN07-2"-PT | FLG-112-0010-AN07-2"-PT | FLG-112-0010-AN07-2"-PT | FLG-112-0010-AN07-2"-PT | FLG-112-0010-AN07-2"-PT | BK-GCS-PEDCO-120-PR-PI-0022 | BK-GCS-PEDCO-120-PR-PI-0022 | BK-GCS-PEDCO-120-PR-PI-0022 | BK-GCS-PEDCO-120-PR-PI-0022 | BK-GCS-PEDCO-120-PR-PI-0022 | BK-GCS-PEDCO-120-PR-PI-0022 | GAS | GAS | GAS | BK-GCS-PEDCO-120-IN-DT-0014 | BK-GCS-PEDCO-120-IN-DT-0014 | BK-GCS-PEDCO-120-IN-DT-0014 | BK-GCS-PEDCO-120-IN-DT-0014 | BK-GCS-PEDCO-120-IN-PY-0003 | BK-GCS-PEDCO-120-IN-PY-0003 | BK-GCS-PEDCO-120-IN-PY-0003 | BK-GCS-PEDCO-120-IN-PY-0003 | BK-GCS-PEDCO-120-IN-PY-0003 | F.V/9 | F.V/9 | 4.9 | 4.9 | 85 | 85 | 36.7 | 36.7 | D02
459 | Fuel Gas System | Fuel Gas System | Fuel Gas System | CC-2271 | CC-2271 | Corrosion Coupon | Corrosion Coupon | FLG-112-0010-AN07-2"-PT | FLG-112-0010-AN07-2"-PT | FLG-112-0010-AN07-2"-PT | FLG-112-0010-AN07-2"-PT | FLG-112-0010-AN07-2"-PT | BK-GCS-PEDCO-120-PR-PI-0022 | BK-GCS-PEDCO-120-PR-PI-0022 | BK-GCS-PEDCO-120-PR-PI-0022 | BK-GCS-PEDCO-120-PR-PI-0022 | BK-GCS-PEDCO-120-PR-PI-0022 | BK-GCS-PEDCO-120-PR-PI-0022 | GAS | GAS | GAS | BK-GCS-PEDCO-120-IN-DT-0014 | BK-GCS-PEDCO-120-IN-DT-0014 | BK-GCS-PEDCO-120-IN-DT-0014 | BK-GCS-PEDCO-120-IN-DT-0014 | BK-GCS-PEDCO-120-IN-PY-0003 | BK-GCS-PEDCO-120-IN-PY-0003 | BK-GCS-PEDCO-120-IN-PY-0003 | BK-GCS-PEDCO-120-IN-PY-0003 | BK-GCS-PEDCO-120-IN-PY-0003 | F.V/9 | F.V/9 | 4.9 | 4.9 | 85 | 85 | 36.7 | 36.7 | D02
460 | Fuel Gas System | Fuel Gas System | Fuel Gas System | FG-2272 | FG-2272 | Rotameter | Rotameter | FL-112-0040-AN07-2"-PT | FL-112-0040-AN07-2"-PT | FL-112-0040-AN07-2"-PT | FL-112-0040-AN07-2"-PT | FL-112-0040-AN07-2"-PT | BK-GCS-PEDCO-120-PR-PI-0022 | BK-GCS-PEDCO-120-PR-PI-0022 | BK-GCS-PEDCO-120-PR-PI-0022 | BK-GCS-PEDCO-120-PR-PI-0022 | BK-GCS-PEDCO-120-PR-PI-0022 | BK-GCS-PEDCO-120-PR-PI-0022 | GAS | GAS | GAS | BK-GCS-PEDCO-120-IN-DT-0018 | BK-GCS-PEDCO-120-IN-DT-0018 | BK-GCS-PEDCO-120-IN-DT-0018 | BK-GCS-PEDCO-120-IN-DT-0018 | BK-GCS-PEDCO-120-IN-PY-0003 | BK-GCS-PEDCO-120-IN-PY-0003 | BK-GCS-PEDCO-120-IN-PY-0003 | BK-GCS-PEDCO-120-IN-PY-0003 | BK-GCS-PEDCO-120-IN-PY-0003 | F.V/9 | F.V/9 | 4.9 | 4.9 | 85 | 85 | 36.7 | 36.7 | D02
461 | Fuel Gas System | Fuel Gas System | Fuel Gas System | PG-2274 | PG-2274 | Pressure Gauge | Pressure Gauge | FL-112-0040-AN07-2"-PT | FL-112-0040-AN07-2"-PT | FL-112-0040-AN07-2"-PT | FL-112-0040-AN07-2"-PT | FL-112-0040-AN07-2"-PT | BK-GCS-PEDCO-120-PR-PI-0022 | BK-GCS-PEDCO-120-PR-PI-0022 | BK-GCS-PEDCO-120-PR-PI-0022 | BK-GCS-PEDCO-120-PR-PI-0022 | BK-GCS-PEDCO-120-PR-PI-0022 | BK-GCS-PEDCO-120-PR-PI-0022 | GAS | GAS | GAS | BK-GCS-PEDCO-120-IN-DT-0001 | BK-GCS-PEDCO-120-IN-DT-0001 | BK-GCS-PEDCO-120-IN-DT-0001 | BK-GCS-PEDCO-120-IN-DT-0001 | BK-GCS-PEDCO-120-IN-PY-0003 | BK-GCS-PEDCO-120-IN-PY-0003 | BK-GCS-PEDCO-120-IN-PY-0003 | BK-GCS-PEDCO-120-IN-PY-0003 | BK-GCS-PEDCO-120-IN-PY-0003 | F.V/9 | F.V/9 | 4.9 | 4.9 | 85 | 85 | 36.7 | 36.7 | D02
462 | Fuel Gas System | Fuel Gas System | Fuel Gas System | EZSC-2272 | EZSC-2272 | Limit Switch Close (Included in ON-OFF Valve) | Limit Switch Close (Included in ON-OFF Valve) | GAS-111-0004-AN07-3"-PT | GAS-111-0004-AN07-3"-PT | GAS-111-0004-AN07-3"-PT | GAS-111-0004-AN07-3"-PT | GAS-111-0004-AN07-3"-PT | BK-GCS-PEDCO-120-PR-PI-0022 | BK-GCS-PEDCO-120-PR-PI-0022 | BK-GCS-PEDCO-120-PR-PI-0022 | BK-GCS-PEDCO-120-PR-PI-0022 | BK-GCS-PEDCO-120-PR-PI-0022 | BK-GCS-PEDCO-120-PR-PI-0022 | GAS | GAS | GAS | BK-GCS-PEDCO-120-IN-DT-0010 | BK-GCS-PEDCO-120-IN-DT-0010 | BK-GCS-PEDCO-120-IN-DT-0010 | BK-GCS-PEDCO-120-IN-DT-0010 | BK-GCS-PEDCO-120-IN-PY-0003 | BK-GCS-PEDCO-120-IN-PY-0003 | BK-GCS-PEDCO-120-IN-PY-0003 | BK-GCS-PEDCO-120-IN-PY-0003 | BK-GCS-PEDCO-120-IN-PY-0003 | F.V/9 | F.V/9 | 5.1 | 5.1 | 85 | 85 | 36.9 | 36.9 | D02
463 | Fuel Gas System | Fuel Gas System | Fuel Gas System | EZSO-2272 | EZSO-2272 | Limit Switch Open (Included in ON-OFF Valve) | Limit Switch Open (Included in ON-OFF Valve) | GAS-111-0004-AN07-3"-PT | GAS-111-0004-AN07-3"-PT | GAS-111-0004-AN07-3"-PT | GAS-111-0004-AN07-3"-PT | GAS-111-0004-AN07-3"-PT | BK-GCS-PEDCO-120-PR-PI-0022 | BK-GCS-PEDCO-120-PR-PI-0022 | BK-GCS-PEDCO-120-PR-PI-0022 | BK-GCS-PEDCO-120-PR-PI-0022 | BK-GCS-PEDCO-120-PR-PI-0022 | BK-GCS-PEDCO-120-PR-PI-0022 | GAS | GAS | GAS | BK-GCS-PEDCO-120-IN-DT-0010 | BK-GCS-PEDCO-120-IN-DT-0010 | BK-GCS-PEDCO-120-IN-DT-0010 | BK-GCS-PEDCO-120-IN-DT-0010 | BK-GCS-PEDCO-120-IN-PY-0003 | BK-GCS-PEDCO-120-IN-PY-0003 | BK-GCS-PEDCO-120-IN-PY-0003 | BK-GCS-PEDCO-120-IN-PY-0003 | BK-GCS-PEDCO-120-IN-PY-0003 | F.V/9 | F.V/9 | 5.1 | 5.1 | 85 | 85 | 36.9 | 36.9 | D02
464 | Fuel Gas System | Fuel Gas System | Fuel Gas System | ESOV-2272 | ESOV-2272 | ESD Solenoid Valve | ESD Solenoid Valve | GAS-111-0004-AN07-3"-PT | GAS-111-0004-AN07-3"-PT | GAS-111-0004-AN07-3"-PT | GAS-111-0004-AN07-3"-PT | GAS-111-0004-AN07-3"-PT | BK-GCS-PEDCO-120-PR-PI-0022 | BK-GCS-PEDCO-120-PR-PI-0022 | BK-GCS-PEDCO-120-PR-PI-0022 | BK-GCS-PEDCO-120-PR-PI-0022 | BK-GCS-PEDCO-120-PR-PI-0022 | BK-GCS-PEDCO-120-PR-PI-0022 | GAS | GAS | GAS | BK-GCS-PEDCO-120-IN-DT-0010 | BK-GCS-PEDCO-120-IN-DT-0010 | BK-GCS-PEDCO-120-IN-DT-0010 | BK-GCS-PEDCO-120-IN-DT-0010 | BK-GCS-PEDCO-120-IN-PY-0003 | BK-GCS-PEDCO-120-IN-PY-0003 | BK-GCS-PEDCO-120-IN-PY-0003 | BK-GCS-PEDCO-120-IN-PY-0003 | BK-GCS-PEDCO-120-IN-PY-0003 | F.V/9 | F.V/9 | 5.1 | 5.1 | 85 | 85 | 36.9 | 36.9 | D02
465 | Fuel Gas System | Fuel Gas System | Fuel Gas System | ESDV-2272 | ESDV-2272 | Emergency Shut Down Valve | Emergency Shut Down Valve | GAS-111-0004-AN07-3"-PT | GAS-111-0004-AN07-3"-PT | GAS-111-0004-AN07-3"-PT | GAS-111-0004-AN07-3"-PT | GAS-111-0004-AN07-3"-PT | BK-GCS-PEDCO-120-PR-PI-0022 | BK-GCS-PEDCO-120-PR-PI-0022 | BK-GCS-PEDCO-120-PR-PI-0022 | BK-GCS-PEDCO-120-PR-PI-0022 | BK-GCS-PEDCO-120-PR-PI-0022 | BK-GCS-PEDCO-120-PR-PI-0022 | GAS | GAS | GAS | BK-GCS-PEDCO-120-IN-DT-0010 | BK-GCS-PEDCO-120-IN-DT-0010 | BK-GCS-PEDCO-120-IN-DT-0010 | BK-GCS-PEDCO-120-IN-DT-0010 | BK-GCS-PEDCO-120-IN-PY-0003 | BK-GCS-PEDCO-120-IN-PY-0003 | BK-GCS-PEDCO-120-IN-PY-0003 | BK-GCS-PEDCO-120-IN-PY-0003 | BK-GCS-PEDCO-120-IN-PY-0003 | F.V/9 | F.V/9 | 5.1 | 5.1 | 85 | 85 | 36.9 | 36.9 | D02
466 | Fuel Gas System | Fuel Gas System | Fuel Gas System | PIT-2272 | PIT-2272 | Pressure Indicating Transmitter | Pressure Indicating Transmitter | FLG-112-0006-AN07-3"-PT | FLG-112-0006-AN07-3"-PT | FLG-112-0006-AN07-3"-PT | FLG-112-0006-AN07-3"-PT | FLG-112-0006-AN07-3"-PT | BK-GCS-PEDCO-120-PR-PI-0022 | BK-GCS-PEDCO-120-PR-PI-0022 | BK-GCS-PEDCO-120-PR-PI-0022 | BK-GCS-PEDCO-120-PR-PI-0022 | BK-GCS-PEDCO-120-PR-PI-0022 | BK-GCS-PEDCO-120-PR-PI-0022 | GAS | GAS | GAS | BK-GCS-PEDCO-120-IN-DT-0004 | BK-GCS-PEDCO-120-IN-DT-0004 | BK-GCS-PEDCO-120-IN-DT-0004 | BK-GCS-PEDCO-120-IN-DT-0004 | BK-GCS-PEDCO-120-IN-PY-0003 | BK-GCS-PEDCO-120-IN-PY-0003 | BK-GCS-PEDCO-120-IN-PY-0003 | BK-GCS-PEDCO-120-IN-PY-0003 | BK-GCS-PEDCO-120-IN-PY-0003 | F.V/9 | F.V/9 | 4.9 | 4.9 | 85 | 85 | 36.7 | 36.7 | D02
467 | Fuel Gas System | Fuel Gas System | Fuel Gas System | PCV-2272 | PCV-2272 | Pressure Control Valve | Pressure Control Valve | FLG-112-0006-AN07-3"-PT | FLG-112-0006-AN07-3"-PT | FLG-112-0006-AN07-3"-PT | FLG-112-0006-AN07-3"-PT | FLG-112-0006-AN07-3"-PT | BK-GCS-PEDCO-120-PR-PI-0022 | BK-GCS-PEDCO-120-PR-PI-0022 | BK-GCS-PEDCO-120-PR-PI-0022 | BK-GCS-PEDCO-120-PR-PI-0022 | BK-GCS-PEDCO-120-PR-PI-0022 | BK-GCS-PEDCO-120-PR-PI-0022 | GAS | GAS | GAS | BK-GCS-PEDCO-120-IN-DT-0011 | BK-GCS-PEDCO-120-IN-DT-0011 | BK-GCS-PEDCO-120-IN-DT-0011 | BK-GCS-PEDCO-120-IN-DT-0011 | BK-GCS-PEDCO-120-IN-PY-0003 | BK-GCS-PEDCO-120-IN-PY-0003 | BK-GCS-PEDCO-120-IN-PY-0003 | BK-GCS-PEDCO-120-IN-PY-0003 | BK-GCS-PEDCO-120-IN-PY-0003 | F.V/9 | F.V/9 | 5.1 | 5.1 | 85 | 85 | 36.9 | 36.9 | D02
468 | Fuel Gas System | Fuel Gas System | Fuel Gas System | PG-2272 | PG-2272 | Pressure Gauge | Pressure Gauge | GAS-111-0004-AN07-3"-PT | GAS-111-0004-AN07-3"-PT | GAS-111-0004-AN07-3"-PT | GAS-111-0004-AN07-3"-PT | GAS-111-0004-AN07-3"-PT | BK-GCS-PEDCO-120-PR-PI-0022 | BK-GCS-PEDCO-120-PR-PI-0022 | BK-GCS-PEDCO-120-PR-PI-0022 | BK-GCS-PEDCO-120-PR-PI-0022 | BK-GCS-PEDCO-120-PR-PI-0022 | BK-GCS-PEDCO-120-PR-PI-0022 | GAS | GAS | GAS | BK-GCS-PEDCO-120-IN-DT-0001 | BK-GCS-PEDCO-120-IN-DT-0001 | BK-GCS-PEDCO-120-IN-DT-0001 | BK-GCS-PEDCO-120-IN-DT-0001 | BK-GCS-PEDCO-120-IN-PY-0003 | BK-GCS-PEDCO-120-IN-PY-0003 | BK-GCS-PEDCO-120-IN-PY-0003 | BK-GCS-PEDCO-120-IN-PY-0003 | BK-GCS-PEDCO-120-IN-PY-0003 | F.V/9 | F.V/9 | 5.1 | 5.1 | 85 | 85 | 36.9 | 36.9 | D02
469 | Fuel Gas System | Fuel Gas System | Fuel Gas System | PDG-2271 | PDG-2271 | Differential Pressure Gauge | Differential Pressure Gauge | V-2205 | V-2205 | V-2205 | V-2205 | V-2205 | BK-GCS-PEDCO-120-PR-PI-0022 | BK-GCS-PEDCO-120-PR-PI-0022 | BK-GCS-PEDCO-120-PR-PI-0022 | BK-GCS-PEDCO-120-PR-PI-0022 | BK-GCS-PEDCO-120-PR-PI-0022 | BK-GCS-PEDCO-120-PR-PI-0022 | GAS | GAS | GAS | BK-GCS-PEDCO-120-IN-DT-0001 | BK-GCS-PEDCO-120-IN-DT-0001 | BK-GCS-PEDCO-120-IN-DT-0001 | BK-GCS-PEDCO-120-IN-DT-0001 | BK-GCS-PEDCO-120-IN-PY-0003 | BK-GCS-PEDCO-120-IN-PY-0003 | BK-GCS-PEDCO-120-IN-PY-0003 | BK-GCS-PEDCO-120-IN-PY-0003 | BK-GCS-PEDCO-120-IN-PY-0003 | F.V/9 | F.V/9 | 4.9 | 4.9 | 85 | 85 | 36.7 | 36.7 | D02
470 | Fuel Gas System | Fuel Gas System | Fuel Gas System | LIT-2272 | LIT-2272 | Level Indicating Transmitter | Level Indicating Transmitter | V-2205 | V-2205 | V-2205 | V-2205 | V-2205 | BK-GCS-PEDCO-120-PR-PI-0022 | BK-GCS-PEDCO-120-PR-PI-0022 | BK-GCS-PEDCO-120-PR-PI-0022 | BK-GCS-PEDCO-120-PR-PI-0022 | BK-GCS-PEDCO-120-PR-PI-0022 | BK-GCS-PEDCO-120-PR-PI-0022 | GAS | GAS | GAS | BK-GCS-PEDCO-120-IN-DT-0006 | BK-GCS-PEDCO-120-IN-DT-0006 | BK-GCS-PEDCO-120-IN-DT-0006 | BK-GCS-PEDCO-120-IN-DT-0006 | BK-GCS-PEDCO-120-IN-PY-0003 | BK-GCS-PEDCO-120-IN-PY-0003 | BK-GCS-PEDCO-120-IN-PY-0003 | BK-GCS-PEDCO-120-IN-PY-0003 | BK-GCS-PEDCO-120-IN-PY-0003 | F.V/9 | F.V/9 | 4.9 | 4.9 | 85 | 85 | 36.7 | 36.7 | D02
471 | Fuel Gas System | Fuel Gas System | Fuel Gas System | LG-2271 | LG-2271 | Level Gauge | Level Gauge | V-2205 | V-2205 | V-2205 | V-2205 | V-2205 | BK-GCS-PEDCO-120-PR-PI-0022 | BK-GCS-PEDCO-120-PR-PI-0022 | BK-GCS-PEDCO-120-PR-PI-0022 | BK-GCS-PEDCO-120-PR-PI-0022 | BK-GCS-PEDCO-120-PR-PI-0022 | BK-GCS-PEDCO-120-PR-PI-0022 | GAS | GAS | GAS | BK-GCS-PEDCO-120-IN-DT-0003 | BK-GCS-PEDCO-120-IN-DT-0003 | BK-GCS-PEDCO-120-IN-DT-0003 | BK-GCS-PEDCO-120-IN-DT-0003 | BK-GCS-PEDCO-120-IN-PY-0003 | BK-GCS-PEDCO-120-IN-PY-0003 | BK-GCS-PEDCO-120-IN-PY-0003 | BK-GCS-PEDCO-120-IN-PY-0003 | BK-GCS-PEDCO-120-IN-PY-0003 | F.V/9 | F.V/9 | 4.9 | 4.9 | 85 | 85 | 36.7 | 36.7 | D02
472 | Fuel Gas System | Fuel Gas System | Fuel Gas System | LIT-2271 | LIT-2271 | Level Indicating Transmitter | Level Indicating Transmitter | V-2205 | V-2205 | V-2205 | V-2205 | V-2205 | BK-GCS-PEDCO-120-PR-PI-0022 | BK-GCS-PEDCO-120-PR-PI-0022 | BK-GCS-PEDCO-120-PR-PI-0022 | BK-GCS-PEDCO-120-PR-PI-0022 | BK-GCS-PEDCO-120-PR-PI-0022 | BK-GCS-PEDCO-120-PR-PI-0022 | GAS | GAS | GAS | BK-GCS-PEDCO-120-IN-DT-0006 | BK-GCS-PEDCO-120-IN-DT-0006 | BK-GCS-PEDCO-120-IN-DT-0006 | BK-GCS-PEDCO-120-IN-DT-0006 | BK-GCS-PEDCO-120-IN-PY-0003 | BK-GCS-PEDCO-120-IN-PY-0003 | BK-GCS-PEDCO-120-IN-PY-0003 | BK-GCS-PEDCO-120-IN-PY-0003 | BK-GCS-PEDCO-120-IN-PY-0003 | F.V/9 | F.V/9 | 4.9 | 4.9 | 85 | 85 | 36.7 | 36.7 | D02
473 | Fuel Gas System | Fuel Gas System | Fuel Gas System | PG-2273 | PG-2273 | Pressure Gauge | Pressure Gauge | V-2205 | V-2205 | V-2205 | V-2205 | V-2205 | BK-GCS-PEDCO-120-PR-PI-0022 | BK-GCS-PEDCO-120-PR-PI-0022 | BK-GCS-PEDCO-120-PR-PI-0022 | BK-GCS-PEDCO-120-PR-PI-0022 | BK-GCS-PEDCO-120-PR-PI-0022 | BK-GCS-PEDCO-120-PR-PI-0022 | GAS | GAS | GAS | BK-GCS-PEDCO-120-IN-DT-0001 | BK-GCS-PEDCO-120-IN-DT-0001 | BK-GCS-PEDCO-120-IN-DT-0001 | BK-GCS-PEDCO-120-IN-DT-0001 | BK-GCS-PEDCO-120-IN-PY-0003 | BK-GCS-PEDCO-120-IN-PY-0003 | BK-GCS-PEDCO-120-IN-PY-0003 | BK-GCS-PEDCO-120-IN-PY-0003 | BK-GCS-PEDCO-120-IN-PY-0003 | F.V/9 | F.V/9 | 4.9 | 4.9 | 85 | 85 | 36.7 | 36.7 | D02
474 | Fuel Gas System | Fuel Gas System | Fuel Gas System | XZSC-2271 | XZSC-2271 | Limit Switch Close (Included in ON-OFF Valve) | Limit Switch Close (Included in ON-OFF Valve) | CDH-112-0039-AN07-2"-PT | CDH-112-0039-AN07-2"-PT | CDH-112-0039-AN07-2"-PT | CDH-112-0039-AN07-2"-PT | CDH-112-0039-AN07-2"-PT | BK-GCS-PEDCO-120-PR-PI-0022 | BK-GCS-PEDCO-120-PR-PI-0022 | BK-GCS-PEDCO-120-PR-PI-0022 | BK-GCS-PEDCO-120-PR-PI-0022 | BK-GCS-PEDCO-120-PR-PI-0022 | BK-GCS-PEDCO-120-PR-PI-0022 | GAS | GAS | GAS | BK-GCS-PEDCO-120-IN-DT-0010 | BK-GCS-PEDCO-120-IN-DT-0010 | BK-GCS-PEDCO-120-IN-DT-0010 | BK-GCS-PEDCO-120-IN-DT-0010 | BK-GCS-PEDCO-120-IN-PY-0003 | BK-GCS-PEDCO-120-IN-PY-0003 | BK-GCS-PEDCO-120-IN-PY-0003 | BK-GCS-PEDCO-120-IN-PY-0003 | BK-GCS-PEDCO-120-IN-PY-0003 | F.V/9 | F.V/9 | 4.9 | 4.9 | 85 | 85 | 36.7 | 36.7 | D02
475 | Fuel Gas System | Fuel Gas System | Fuel Gas System | XZSO-2271 | XZSO-2271 | Limit Switch Open (Included in ON-OFF Valve) | Limit Switch Open (Included in ON-OFF Valve) | CDH-112-0039-AN07-2"-PT | CDH-112-0039-AN07-2"-PT | CDH-112-0039-AN07-2"-PT | CDH-112-0039-AN07-2"-PT | CDH-112-0039-AN07-2"-PT | BK-GCS-PEDCO-120-PR-PI-0022 | BK-GCS-PEDCO-120-PR-PI-0022 | BK-GCS-PEDCO-120-PR-PI-0022 | BK-GCS-PEDCO-120-PR-PI-0022 | BK-GCS-PEDCO-120-PR-PI-0022 | BK-GCS-PEDCO-120-PR-PI-0022 | LIQUID | LIQUID | LIQUID | BK-GCS-PEDCO-120-IN-DT-0010 | BK-GCS-PEDCO-120-IN-DT-0010 | BK-GCS-PEDCO-120-IN-DT-0010 | BK-GCS-PEDCO-120-IN-DT-0010 | BK-GCS-PEDCO-120-IN-PY-0003 | BK-GCS-PEDCO-120-IN-PY-0003 | BK-GCS-PEDCO-120-IN-PY-0003 | BK-GCS-PEDCO-120-IN-PY-0003 | BK-GCS-PEDCO-120-IN-PY-0003 | F.V/9 | F.V/9 | 4.9 | 4.9 | 85 | 85 | 36.7 | 36.7 | D02
476 | Fuel Gas System | Fuel Gas System | Fuel Gas System | PSOV-2271 | PSOV-2271 | Process Solenoid Valve | Process Solenoid Valve | CDH-112-0039-AN07-2"-PT | CDH-112-0039-AN07-2"-PT | CDH-112-0039-AN07-2"-PT | CDH-112-0039-AN07-2"-PT | CDH-112-0039-AN07-2"-PT | BK-GCS-PEDCO-120-PR-PI-0022 | BK-GCS-PEDCO-120-PR-PI-0022 | BK-GCS-PEDCO-120-PR-PI-0022 | BK-GCS-PEDCO-120-PR-PI-0022 | BK-GCS-PEDCO-120-PR-PI-0022 | BK-GCS-PEDCO-120-PR-PI-0022 | GAS | GAS | GAS | BK-GCS-PEDCO-120-IN-DT-0010 | BK-GCS-PEDCO-120-IN-DT-0010 | BK-GCS-PEDCO-120-IN-DT-0010 | BK-GCS-PEDCO-120-IN-DT-0010 | BK-GCS-PEDCO-120-IN-PY-0003 | BK-GCS-PEDCO-120-IN-PY-0003 | BK-GCS-PEDCO-120-IN-PY-0003 | BK-GCS-PEDCO-120-IN-PY-0003 | BK-GCS-PEDCO-120-IN-PY-0003 | F.V/9 | F.V/9 | 4.9 | 4.9 | 85 | 85 | 36.7 | 36.7 | D02
477 | Fuel Gas System | Fuel Gas System | Fuel Gas System | ESOV-2271 | ESOV-2271 | ESD Solenoid Valve | ESD Solenoid Valve | CDH-112-0039-AN07-2"-PT | CDH-112-0039-AN07-2"-PT | CDH-112-0039-AN07-2"-PT | CDH-112-0039-AN07-2"-PT | CDH-112-0039-AN07-2"-PT | BK-GCS-PEDCO-120-PR-PI-0022 | BK-GCS-PEDCO-120-PR-PI-0022 | BK-GCS-PEDCO-120-PR-PI-0022 | BK-GCS-PEDCO-120-PR-PI-0022 | BK-GCS-PEDCO-120-PR-PI-0022 | BK-GCS-PEDCO-120-PR-PI-0022 | LIQUID | LIQUID | LIQUID | BK-GCS-PEDCO-120-IN-DT-0010 | BK-GCS-PEDCO-120-IN-DT-0010 | BK-GCS-PEDCO-120-IN-DT-0010 | BK-GCS-PEDCO-120-IN-DT-0010 | BK-GCS-PEDCO-120-IN-PY-0003 | BK-GCS-PEDCO-120-IN-PY-0003 | BK-GCS-PEDCO-120-IN-PY-0003 | BK-GCS-PEDCO-120-IN-PY-0003 | BK-GCS-PEDCO-120-IN-PY-0003 | F.V/9 | F.V/9 | 4.9 | 4.9 | 85 | 85 | 36.7 | 36.7 | D02
478 | Fuel Gas System | Fuel Gas System | Fuel Gas System | XV-2271 | XV-2271 | ON/OFF VAVLE | ON/OFF VAVLE | CDH-112-0039-AN07-2"-PT | CDH-112-0039-AN07-2"-PT | CDH-112-0039-AN07-2"-PT | CDH-112-0039-AN07-2"-PT | CDH-112-0039-AN07-2"-PT | BK-GCS-PEDCO-120-PR-PI-0022 | BK-GCS-PEDCO-120-PR-PI-0022 | BK-GCS-PEDCO-120-PR-PI-0022 | BK-GCS-PEDCO-120-PR-PI-0022 | BK-GCS-PEDCO-120-PR-PI-0022 | BK-GCS-PEDCO-120-PR-PI-0022 | GAS | GAS | GAS | BK-GCS-PEDCO-120-IN-DT-0010 | BK-GCS-PEDCO-120-IN-DT-0010 | BK-GCS-PEDCO-120-IN-DT-0010 | BK-GCS-PEDCO-120-IN-DT-0010 | BK-GCS-PEDCO-120-IN-PY-0003 | BK-GCS-PEDCO-120-IN-PY-0003 | BK-GCS-PEDCO-120-IN-PY-0003 | BK-GCS-PEDCO-120-IN-PY-0003 | BK-GCS-PEDCO-120-IN-PY-0003 | F.V/9 | F.V/9 | 4.9 | 4.9 | 85 | 85 | 36.7 | 36.7 | D02
479 | Fuel Gas System | Fuel Gas System | Fuel Gas System | FG-2271 | FG-2271 | Rotameter | Rotameter | CHM-112-0020-AS00-3/4"-NP | CHM-112-0020-AS00-3/4"-NP | CHM-112-0020-AS00-3/4"-NP | CHM-112-0020-AS00-3/4"-NP | CHM-112-0020-AS00-3/4"-NP | BK-GCS-PEDCO-120-PR-PI-0022 | BK-GCS-PEDCO-120-PR-PI-0022 | BK-GCS-PEDCO-120-PR-PI-0022 | BK-GCS-PEDCO-120-PR-PI-0022 | BK-GCS-PEDCO-120-PR-PI-0022 | BK-GCS-PEDCO-120-PR-PI-0022 | GAS | GAS | GAS | BK-GCS-PEDCO-120-IN-DT-0018 | BK-GCS-PEDCO-120-IN-DT-0018 | BK-GCS-PEDCO-120-IN-DT-0018 | BK-GCS-PEDCO-120-IN-DT-0018 | BK-GCS-PEDCO-120-IN-PY-0003 | BK-GCS-PEDCO-120-IN-PY-0003 | BK-GCS-PEDCO-120-IN-PY-0003 | BK-GCS-PEDCO-120-IN-PY-0003 | BK-GCS-PEDCO-120-IN-PY-0003 | 9 | 9 | ATM | ATM | 55 | 55 | AMB | AMB | D02
480 | Fuel Gas System | Fuel Gas System | Fuel Gas System | PIT-2271 | PIT-2271 | Pressure Indicating Transmitter | Pressure Indicating Transmitter | FLG-112-0106-AN07-2"-PT | FLG-112-0106-AN07-2"-PT | FLG-112-0106-AN07-2"-PT | FLG-112-0106-AN07-2"-PT | FLG-112-0106-AN07-2"-PT | BK-GCS-PEDCO-120-PR-PI-0022 | BK-GCS-PEDCO-120-PR-PI-0022 | BK-GCS-PEDCO-120-PR-PI-0022 | BK-GCS-PEDCO-120-PR-PI-0022 | BK-GCS-PEDCO-120-PR-PI-0022 | BK-GCS-PEDCO-120-PR-PI-0022 | GAS | GAS | GAS | BK-GCS-PEDCO-120-IN-DT-0004 | BK-GCS-PEDCO-120-IN-DT-0004 | BK-GCS-PEDCO-120-IN-DT-0004 | BK-GCS-PEDCO-120-IN-DT-0004 | BK-GCS-PEDCO-120-IN-PY-0003 | BK-GCS-PEDCO-120-IN-PY-0003 | BK-GCS-PEDCO-120-IN-PY-0003 | BK-GCS-PEDCO-120-IN-PY-0003 | BK-GCS-PEDCO-120-IN-PY-0003 | F.V/9 | F.V/9 | 4.9 | 4.9 | 85 | 85 | 33.6 | 33.6 | D02
481 | Fuel Gas System | Fuel Gas System | Fuel Gas System | TIT-2271 | TIT-2271 | Temperature Indicating Transmitter | Temperature Indicating Transmitter | FLG-112-0106-AN07-2"-PT | FLG-112-0106-AN07-2"-PT | FLG-112-0106-AN07-2"-PT | FLG-112-0106-AN07-2"-PT | FLG-112-0106-AN07-2"-PT | BK-GCS-PEDCO-120-PR-PI-0022 | BK-GCS-PEDCO-120-PR-PI-0022 | BK-GCS-PEDCO-120-PR-PI-0022 | BK-GCS-PEDCO-120-PR-PI-0022 | BK-GCS-PEDCO-120-PR-PI-0022 | BK-GCS-PEDCO-120-PR-PI-0022 | GAS | GAS | GAS | BK-GCS-PEDCO-120-IN-DT-0005 | BK-GCS-PEDCO-120-IN-DT-0005 | BK-GCS-PEDCO-120-IN-DT-0005 | BK-GCS-PEDCO-120-IN-DT-0005 | BK-GCS-PEDCO-120-IN-PY-0003 | BK-GCS-PEDCO-120-IN-PY-0003 | BK-GCS-PEDCO-120-IN-PY-0003 | BK-GCS-PEDCO-120-IN-PY-0003 | BK-GCS-PEDCO-120-IN-PY-0003 | F.V/9 | F.V/9 | 4.9 | 4.9 | 85 | 85 | 33.6 | 33.6 | D02
482 | Fuel Gas System | Fuel Gas System | Fuel Gas System | FE-2271 | FE-2271 | Flow Element | Flow Element | FLG-112-0106-AN07-2"-PT | FLG-112-0106-AN07-2"-PT | FLG-112-0106-AN07-2"-PT | FLG-112-0106-AN07-2"-PT | FLG-112-0106-AN07-2"-PT | BK-GCS-PEDCO-120-PR-PI-0022 | BK-GCS-PEDCO-120-PR-PI-0022 | BK-GCS-PEDCO-120-PR-PI-0022 | BK-GCS-PEDCO-120-PR-PI-0022 | BK-GCS-PEDCO-120-PR-PI-0022 | BK-GCS-PEDCO-120-PR-PI-0022 | GAS | GAS | GAS | BK-GCS-PEDCO-120-IN-DT-0013 | BK-GCS-PEDCO-120-IN-DT-0013 | BK-GCS-PEDCO-120-IN-DT-0013 | BK-GCS-PEDCO-120-IN-DT-0013 | BK-GCS-PEDCO-120-IN-PY-0003 | BK-GCS-PEDCO-120-IN-PY-0003 | BK-GCS-PEDCO-120-IN-PY-0003 | BK-GCS-PEDCO-120-IN-PY-0003 | BK-GCS-PEDCO-120-IN-PY-0003 | F.V/9 | F.V/9 | 4.9 | 4.9 | 85 | 85 | 33.6 | 33.6 | D02
483 | Fuel Gas System | Fuel Gas System | Fuel Gas System | FIT-2271 | FIT-2271 | Flow Indicating Transmitter | Flow Indicating Transmitter | FLG-112-0106-AN07-2"-PT | FLG-112-0106-AN07-2"-PT | FLG-112-0106-AN07-2"-PT | FLG-112-0106-AN07-2"-PT | FLG-112-0106-AN07-2"-PT | BK-GCS-PEDCO-120-PR-PI-0022 | BK-GCS-PEDCO-120-PR-PI-0022 | BK-GCS-PEDCO-120-PR-PI-0022 | BK-GCS-PEDCO-120-PR-PI-0022 | BK-GCS-PEDCO-120-PR-PI-0022 | BK-GCS-PEDCO-120-PR-PI-0022 | GAS | GAS | GAS | BK-GCS-PEDCO-120-IN-DT-0012 | BK-GCS-PEDCO-120-IN-DT-0012 | BK-GCS-PEDCO-120-IN-DT-0012 | BK-GCS-PEDCO-120-IN-DT-0012 | BK-GCS-PEDCO-120-IN-PY-0003 | BK-GCS-PEDCO-120-IN-PY-0003 | BK-GCS-PEDCO-120-IN-PY-0003 | BK-GCS-PEDCO-120-IN-PY-0003 | BK-GCS-PEDCO-120-IN-PY-0003 | F.V/9 | F.V/9 | 4.9 | 4.9 | 85 | 85 | 33.6 | 33.6 | D02
484 | Fuel Gas System | Fuel Gas System | Fuel Gas System | PSV-2271 | PSV-2271 | Pressure Safety Valve | Pressure Safety Valve | FLG-111-0011-AN07-2"-PT | FLG-111-0011-AN07-2"-PT | FLG-111-0011-AN07-2"-PT | FLG-111-0011-AN07-2"-PT | FLG-111-0011-AN07-2"-PT | BK-GCS-PEDCO-120-PR-PI-0022 | BK-GCS-PEDCO-120-PR-PI-0022 | BK-GCS-PEDCO-120-PR-PI-0022 | BK-GCS-PEDCO-120-PR-PI-0022 | BK-GCS-PEDCO-120-PR-PI-0022 | BK-GCS-PEDCO-120-PR-PI-0022 | GAS | GAS | GAS | BK-GCS-PEDCO-120-IN-DT-0009 | BK-GCS-PEDCO-120-IN-DT-0009 | BK-GCS-PEDCO-120-IN-DT-0009 | BK-GCS-PEDCO-120-IN-DT-0009 | BK-GCS-PEDCO-120-IN-PY-0003 | BK-GCS-PEDCO-120-IN-PY-0003 | BK-GCS-PEDCO-120-IN-PY-0003 | BK-GCS-PEDCO-120-IN-PY-0003 | BK-GCS-PEDCO-120-IN-PY-0003 | F.V/9 | F.V/9 | 4.9 | 4.9 | 85 | 85 | 33.6 | 33.6 | D02
485 | Fire Water Diesel Oil Drum | Fire Water Diesel Oil Drum | Fire Water Diesel Oil Drum | LIT-2281 | LIT-2281A | Level Indicating Transmitter | Level Indicating Transmitter | V-2206A | V-2206A | V-2206A | V-2206A | V-2206A | BK-GCS-PEDCO-120-PR-PI-0023 | BK-GCS-PEDCO-120-PR-PI-0023 (1 of 2) | BK-GCS-PEDCO-120-PR-PI-0023 (1 of 2) | BK-GCS-PEDCO-120-PR-PI-0023 (1 of 2) | BK-GCS-PEDCO-120-PR-PI-0023 (1 of 2) | BK-GCS-PEDCO-120-PR-PI-0023 (1 of 2) | LIQUID | LIQUID | LIQUID | BK-GCS-PEDCO-120-IN-DT-0006 | BK-GCS-PEDCO-120-IN-DT-0006 | BK-GCS-PEDCO-120-IN-DT-0006 | BK-GCS-PEDCO-120-IN-DT-0006 | BK-GCS-PEDCO-120-IN-PY-0003 | BK-GCS-PEDCO-120-IN-PY-0003 | BK-GCS-PEDCO-120-IN-PY-0003 | BK-GCS-PEDCO-120-IN-PY-0003 | BK-GCS-PEDCO-120-IN-PY-0003 | ATM+FULL OF WATER | ATM+FULL OF WATER | ATM | ATM | 85 | 85 | AMB | AMB | D02
486 | Fire Water Diesel Oil Drum | Fire Water Diesel Oil Drum | Fire Water Diesel Oil Drum | LG-2281 | LG-2281A | Level Gauge | Level Gauge | V-2206A | V-2206A | V-2206A | V-2206A | V-2206A | BK-GCS-PEDCO-120-PR-PI-0023 | BK-GCS-PEDCO-120-PR-PI-0023 (1 of 2) | BK-GCS-PEDCO-120-PR-PI-0023 (1 of 2) | BK-GCS-PEDCO-120-PR-PI-0023 (1 of 2) | BK-GCS-PEDCO-120-PR-PI-0023 (1 of 2) | BK-GCS-PEDCO-120-PR-PI-0023 (1 of 2) | LIQUID | LIQUID | LIQUID | BK-GCS-PEDCO-120-IN-DT-0003 | BK-GCS-PEDCO-120-IN-DT-0003 | BK-GCS-PEDCO-120-IN-DT-0003 | BK-GCS-PEDCO-120-IN-DT-0003 | BK-GCS-PEDCO-120-IN-PY-0003 | BK-GCS-PEDCO-120-IN-PY-0003 | BK-GCS-PEDCO-120-IN-PY-0003 | BK-GCS-PEDCO-120-IN-PY-0003 | BK-GCS-PEDCO-120-IN-PY-0003 | ATM+FULL OF WATER | ATM+FULL OF WATER | ATM | ATM | 85 | 85 | AMB | AMB | D02
487 | Fire Water Diesel Oil Drum | Fire Water Diesel Oil Drum | Fire Water Diesel Oil Drum | PG-2282 | PG-2282A | Pressure Gauge | Pressure Gauge | Discharge P-2206A | Discharge P-2206A | Discharge P-2206A | Discharge P-2206A | Discharge P-2206A | BK-GCS-PEDCO-120-PR-PI-0023 | BK-GCS-PEDCO-120-PR-PI-0023 (1 of 2) | BK-GCS-PEDCO-120-PR-PI-0023 (1 of 2) | BK-GCS-PEDCO-120-PR-PI-0023 (1 of 2) | BK-GCS-PEDCO-120-PR-PI-0023 (1 of 2) | BK-GCS-PEDCO-120-PR-PI-0023 (1 of 2) | LIQUID | LIQUID | LIQUID | BK-GCS-PEDCO-120-IN-DT-0001 | BK-GCS-PEDCO-120-IN-DT-0001 | BK-GCS-PEDCO-120-IN-DT-0001 | BK-GCS-PEDCO-120-IN-DT-0001 | BK-GCS-PEDCO-120-IN-PY-0003 | BK-GCS-PEDCO-120-IN-PY-0003 | BK-GCS-PEDCO-120-IN-PY-0003 | BK-GCS-PEDCO-120-IN-PY-0003 | BK-GCS-PEDCO-120-IN-PY-0003 | 2.1 | 2.1 | 0.95 | 0.95 | 85 | 85 | 50 | 50 | D02
488 | Fire Water Diesel Oil Drum | Fire Water Diesel Oil Drum | Fire Water Diesel Oil Drum | PG-2283 | PG-2283A | Pressure Gauge | Pressure Gauge | Charge P-2206A | Charge P-2206A | Charge P-2206A | Charge P-2206A | Charge P-2206A | BK-GCS-PEDCO-120-PR-PI-0023 | BK-GCS-PEDCO-120-PR-PI-0023 (1 of 2) | BK-GCS-PEDCO-120-PR-PI-0023 (1 of 2) | BK-GCS-PEDCO-120-PR-PI-0023 (1 of 2) | BK-GCS-PEDCO-120-PR-PI-0023 (1 of 2) | BK-GCS-PEDCO-120-PR-PI-0023 (1 of 2) | LIQUID | LIQUID | LIQUID | BK-GCS-PEDCO-120-IN-DT-0001 | BK-GCS-PEDCO-120-IN-DT-0001 | BK-GCS-PEDCO-120-IN-DT-0001 | BK-GCS-PEDCO-120-IN-DT-0001 | BK-GCS-PEDCO-120-IN-PY-0003 | BK-GCS-PEDCO-120-IN-PY-0003 | BK-GCS-PEDCO-120-IN-PY-0003 | BK-GCS-PEDCO-120-IN-PY-0003 | BK-GCS-PEDCO-120-IN-PY-0003 | 3.6 | 3.6 | 0.11 | 0.11 | 85 | 85 | 50 | 50 | D02
489 | Fire Water Diesel Oil Drum | Fire Water Diesel Oil Drum | Fire Water Diesel Oil Drum | TSV-2281 | TSV-2281A | Temperature Safety Valve | Temperature Safety Valve | DO-112-0005A-AN01-1"-PT DO-112-0006A-AN01-1"-PT | DO-112-0005A-AN01-1"-PT DO-112-0006A-AN01-1"-PT | DO-112-0005A-AN01-1"-PT DO-112-0006A-AN01-1"-PT | DO-112-0005A-AN01-1"-PT DO-112-0006A-AN01-1"-PT | DO-112-0005A-AN01-1"-PT DO-112-0006A-AN01-1"-PT | BK-GCS-PEDCO-120-PR-PI-0023 | BK-GCS-PEDCO-120-PR-PI-0023 (1 of 2) | BK-GCS-PEDCO-120-PR-PI-0023 (1 of 2) | BK-GCS-PEDCO-120-PR-PI-0023 (1 of 2) | BK-GCS-PEDCO-120-PR-PI-0023 (1 of 2) | BK-GCS-PEDCO-120-PR-PI-0023 (1 of 2) | GAS | GAS | GAS | BK-GCS-PEDCO-120-IN-DT-0009 | BK-GCS-PEDCO-120-IN-DT-0009 | BK-GCS-PEDCO-120-IN-DT-0009 | BK-GCS-PEDCO-120-IN-DT-0009 | BK-GCS-PEDCO-120-IN-PY-0003 | BK-GCS-PEDCO-120-IN-PY-0003 | BK-GCS-PEDCO-120-IN-PY-0003 | BK-GCS-PEDCO-120-IN-PY-0003 | BK-GCS-PEDCO-120-IN-PY-0003 | 3.5 | 3.5 | ATM | ATM | 85 | 85 | AMB | AMB | D02
490 | Potable Water System | Potable Water System | Potable Water System | LIT-2291 | LIT-2291 | Level Indicating Transmitter | Level Indicating Transmitter | TK-2209 | TK-2209 | TK-2209 | TK-2209 | TK-2209 | BK-GCS-PEDCO-120-PR-PI-0024 | BK-GCS-PEDCO-120-PR-PI-0024 | BK-GCS-PEDCO-120-PR-PI-0024 | BK-GCS-PEDCO-120-PR-PI-0024 | BK-GCS-PEDCO-120-PR-PI-0024 | BK-GCS-PEDCO-120-PR-PI-0024 | LIQUID | LIQUID | LIQUID | BK-GCS-PEDCO-120-IN-DT-0006 | BK-GCS-PEDCO-120-IN-DT-0006 | BK-GCS-PEDCO-120-IN-DT-0006 | BK-GCS-PEDCO-120-IN-DT-0006 | BK-GCS-PEDCO-120-IN-PY-0003 | BK-GCS-PEDCO-120-IN-PY-0003 | BK-GCS-PEDCO-120-IN-PY-0003 | BK-GCS-PEDCO-120-IN-PY-0003 | BK-GCS-PEDCO-120-IN-PY-0003 | ATM+FULL OF WATER | ATM+FULL OF WATER | ATM | ATM | 85 | 85 | AMB | AMB | D02
491 | Potable Water System | Potable Water System | Potable Water System | PG-2291 | PG-2291 | Pressure Gauge | Pressure Gauge | PTW-112-0003-AZ00-2"-NP | PTW-112-0003-AZ00-2"-NP | PTW-112-0003-AZ00-2"-NP | PTW-112-0003-AZ00-2"-NP | PTW-112-0003-AZ00-2"-NP | BK-GCS-PEDCO-120-PR-PI-0024 | BK-GCS-PEDCO-120-PR-PI-0024 | BK-GCS-PEDCO-120-PR-PI-0024 | BK-GCS-PEDCO-120-PR-PI-0024 | BK-GCS-PEDCO-120-PR-PI-0024 | BK-GCS-PEDCO-120-PR-PI-0024 | LIQUID | LIQUID | LIQUID | BK-GCS-PEDCO-120-IN-DT-0001 | BK-GCS-PEDCO-120-IN-DT-0001 | BK-GCS-PEDCO-120-IN-DT-0001 | BK-GCS-PEDCO-120-IN-DT-0001 | BK-GCS-PEDCO-120-IN-PY-0003 | BK-GCS-PEDCO-120-IN-PY-0003 | BK-GCS-PEDCO-120-IN-PY-0003 | BK-GCS-PEDCO-120-IN-PY-0003 | BK-GCS-PEDCO-120-IN-PY-0003 | 2.6 | 2.6 | 1.95 | 1.95 | 85 | 85 | AMB | AMB | D02
492 | Potable Water System | Potable Water System | Potable Water System | PG-2292 | PG-2292 | Pressure Gauge | Pressure Gauge | PTW-112-0001-AZ00-2"-NP | PTW-112-0001-AZ00-2"-NP | PTW-112-0001-AZ00-2"-NP | PTW-112-0001-AZ00-2"-NP | PTW-112-0001-AZ00-2"-NP | BK-GCS-PEDCO-120-PR-PI-0024 | BK-GCS-PEDCO-120-PR-PI-0024 | BK-GCS-PEDCO-120-PR-PI-0024 | BK-GCS-PEDCO-120-PR-PI-0024 | BK-GCS-PEDCO-120-PR-PI-0024 | BK-GCS-PEDCO-120-PR-PI-0024 | LIQUID | LIQUID | LIQUID | BK-GCS-PEDCO-120-IN-DT-0001 | BK-GCS-PEDCO-120-IN-DT-0001 | BK-GCS-PEDCO-120-IN-DT-0001 | BK-GCS-PEDCO-120-IN-DT-0001 | BK-GCS-PEDCO-120-IN-PY-0003 | BK-GCS-PEDCO-120-IN-PY-0003 | BK-GCS-PEDCO-120-IN-PY-0003 | BK-GCS-PEDCO-120-IN-PY-0003 | BK-GCS-PEDCO-120-IN-PY-0003 | 3.65 | 3.65 | 0.15 | 0.15 | 85 | 85 | AMB | AMB | D02
493 | Glycol Sump Drum | Glycol Sump Drum | Glycol Sump Drum | PRV-2291 | PRV-2291 | Pressure Relief Valve | Pressure Relief Valve | NIT-112-0005-AN01-1"-PT | NIT-112-0005-AN01-1"-PT | NIT-112-0005-AN01-1"-PT | NIT-112-0005-AN01-1"-PT | NIT-112-0005-AN01-1"-PT | BK-GCS-PEDCO-120-PR-PI-0025 | BK-GCS-PEDCO-120-PR-PI-0025 | BK-GCS-PEDCO-120-PR-PI-0025 | BK-GCS-PEDCO-120-PR-PI-0025 | BK-GCS-PEDCO-120-PR-PI-0025 | BK-GCS-PEDCO-120-PR-PI-0025 | GAS | GAS | GAS | BK-GCS-PEDCO-120-IN-DT-0009 | BK-GCS-PEDCO-120-IN-DT-0009 | BK-GCS-PEDCO-120-IN-DT-0009 | BK-GCS-PEDCO-120-IN-DT-0009 | BK-GCS-PEDCO-120-IN-PY-0003 | BK-GCS-PEDCO-120-IN-PY-0003 | BK-GCS-PEDCO-120-IN-PY-0003 | BK-GCS-PEDCO-120-IN-PY-0003 | BK-GCS-PEDCO-120-IN-PY-0003 | 12.5 | 12.5 | 8 | 8 | 85 | 85 | 60 | 60 | D02
494 | Glycol Sump Drum | Glycol Sump Drum | Glycol Sump Drum | PG-2295 | PG-2295 | Pressure Gauge | Pressure Gauge | NIT-111-0009-AN04-1"-PT | NIT-111-0009-AN04-1"-PT | NIT-111-0009-AN04-1"-PT | NIT-111-0009-AN04-1"-PT | NIT-111-0009-AN04-1"-PT | BK-GCS-PEDCO-120-PR-PI-0025 | BK-GCS-PEDCO-120-PR-PI-0025 | BK-GCS-PEDCO-120-PR-PI-0025 | BK-GCS-PEDCO-120-PR-PI-0025 | BK-GCS-PEDCO-120-PR-PI-0025 | BK-GCS-PEDCO-120-PR-PI-0025 | LIQUID | LIQUID | LIQUID | BK-GCS-PEDCO-120-IN-DT-0001 | BK-GCS-PEDCO-120-IN-DT-0001 | BK-GCS-PEDCO-120-IN-DT-0001 | BK-GCS-PEDCO-120-IN-DT-0001 | BK-GCS-PEDCO-120-IN-PY-0003 | BK-GCS-PEDCO-120-IN-PY-0003 | BK-GCS-PEDCO-120-IN-PY-0003 | BK-GCS-PEDCO-120-IN-PY-0003 | BK-GCS-PEDCO-120-IN-PY-0003 | 4 | 4 | 0.5 | 0.5 | 85 | 85 | AMB | AMB | D02
495 | Glycol Sump Drum | Glycol Sump Drum | Glycol Sump Drum | PRV-2292 | PRV-2292 | Pressure Relief Valve | Pressure Relief Valve | NIT-111-0009-AN04-1"-PT | NIT-111-0009-AN04-1"-PT | NIT-111-0009-AN04-1"-PT | NIT-111-0009-AN04-1"-PT | NIT-111-0009-AN04-1"-PT | BK-GCS-PEDCO-120-PR-PI-0025 | BK-GCS-PEDCO-120-PR-PI-0025 | BK-GCS-PEDCO-120-PR-PI-0025 | BK-GCS-PEDCO-120-PR-PI-0025 | BK-GCS-PEDCO-120-PR-PI-0025 | BK-GCS-PEDCO-120-PR-PI-0025 | GAS | GAS | GAS | BK-GCS-PEDCO-120-IN-DT-0009 | BK-GCS-PEDCO-120-IN-DT-0009 | BK-GCS-PEDCO-120-IN-DT-0009 | BK-GCS-PEDCO-120-IN-DT-0009 | BK-GCS-PEDCO-120-IN-PY-0003 | BK-GCS-PEDCO-120-IN-PY-0003 | BK-GCS-PEDCO-120-IN-PY-0003 | BK-GCS-PEDCO-120-IN-PY-0003 | BK-GCS-PEDCO-120-IN-PY-0003 | 3.6 | 3.6 | 0.1 | 0.1 | 85 | 85 | AMB | AMB | D02
496 | Glycol Sump Drum | Glycol Sump Drum | Glycol Sump Drum | PSV-2293 | PSV-2293 | Pressure Saftey Valve | Pressure Saftey Valve | TEG-111-0113-AN04-2"-PT | TEG-111-0113-AN04-2"-PT | TEG-111-0113-AN04-2"-PT | TEG-111-0113-AN04-2"-PT | TEG-111-0113-AN04-2"-PT | BK-GCS-PEDCO-120-PR-PI-0025 | BK-GCS-PEDCO-120-PR-PI-0025 | BK-GCS-PEDCO-120-PR-PI-0025 | BK-GCS-PEDCO-120-PR-PI-0025 | BK-GCS-PEDCO-120-PR-PI-0025 | BK-GCS-PEDCO-120-PR-PI-0025 | GAS | GAS | GAS | BK-GCS-PEDCO-120-IN-DT-0009 | BK-GCS-PEDCO-120-IN-DT-0009 | BK-GCS-PEDCO-120-IN-DT-0009 | BK-GCS-PEDCO-120-IN-DT-0009 | BK-GCS-PEDCO-120-IN-PY-0003 | BK-GCS-PEDCO-120-IN-PY-0003 | BK-GCS-PEDCO-120-IN-PY-0003 | BK-GCS-PEDCO-120-IN-PY-0003 | BK-GCS-PEDCO-120-IN-PY-0003 | 3.5 | 3.5 | 0.1 | 0.1 | 85 | 85 | AMB | AMB | D02
497 | Glycol Sump Drum | Glycol Sump Drum | Glycol Sump Drum | PG-2293 | PG-2293 | Pressure Gauge | Pressure Gauge | TEG-111-0011-AN04-2"-PT | TEG-111-0011-AN04-2"-PT | TEG-111-0011-AN04-2"-PT | TEG-111-0011-AN04-2"-PT | TEG-111-0011-AN04-2"-PT | BK-GCS-PEDCO-120-PR-PI-0025 | BK-GCS-PEDCO-120-PR-PI-0025 | BK-GCS-PEDCO-120-PR-PI-0025 | BK-GCS-PEDCO-120-PR-PI-0025 | BK-GCS-PEDCO-120-PR-PI-0025 | BK-GCS-PEDCO-120-PR-PI-0025 | LIQUID | LIQUID | LIQUID | BK-GCS-PEDCO-120-IN-DT-0001 | BK-GCS-PEDCO-120-IN-DT-0001 | BK-GCS-PEDCO-120-IN-DT-0001 | BK-GCS-PEDCO-120-IN-DT-0001 | BK-GCS-PEDCO-120-IN-PY-0003 | BK-GCS-PEDCO-120-IN-PY-0003 | BK-GCS-PEDCO-120-IN-PY-0003 | BK-GCS-PEDCO-120-IN-PY-0003 | BK-GCS-PEDCO-120-IN-PY-0003 | 2.6 | 2.6 | 2.1 | 2.1 | 85 | 85 | AMB | AMB | D02
498 | Glycol Sump Drum | Glycol Sump Drum | Glycol Sump Drum | PIT-2191 | PIT-2112 | Pressure Indicating Transmitter | Pressure Indicating Transmitter | V-2107 | V-2107 | V-2107 | V-2107 | V-2107 | BK-GCS-PEDCO-120-PR-PI-0025 | BK-GCS-PEDCO-120-PR-PI-0025 | BK-GCS-PEDCO-120-PR-PI-0025 | BK-GCS-PEDCO-120-PR-PI-0025 | BK-GCS-PEDCO-120-PR-PI-0025 | BK-GCS-PEDCO-120-PR-PI-0025 | LIQUID | LIQUID | LIQUID | BK-GCS-PEDCO-120-IN-DT-0004 | BK-GCS-PEDCO-120-IN-DT-0004 | BK-GCS-PEDCO-120-IN-DT-0004 | BK-GCS-PEDCO-120-IN-DT-0004 | BK-GCS-PEDCO-120-IN-PY-0003 | BK-GCS-PEDCO-120-IN-PY-0003 | BK-GCS-PEDCO-120-IN-PY-0003 | BK-GCS-PEDCO-120-IN-PY-0003 | BK-GCS-PEDCO-120-IN-PY-0003 | 3.6 | 3.6 | 0.1 | 0.1 | 85 | 85 | AMB | AMB | D02
499 | Glycol Sump Drum | Glycol Sump Drum | Glycol Sump Drum | LIT-2293 | LIT-2293 | Level Indicating Transmitter | Level Indicating Transmitter | V-2107 | V-2107 | V-2107 | V-2107 | V-2107 | BK-GCS-PEDCO-120-PR-PI-0025 | BK-GCS-PEDCO-120-PR-PI-0025 | BK-GCS-PEDCO-120-PR-PI-0025 | BK-GCS-PEDCO-120-PR-PI-0025 | BK-GCS-PEDCO-120-PR-PI-0025 | BK-GCS-PEDCO-120-PR-PI-0025 | LIQUID | LIQUID | LIQUID | BK-GCS-PEDCO-120-IN-DT-0006 | BK-GCS-PEDCO-120-IN-DT-0006 | BK-GCS-PEDCO-120-IN-DT-0006 | BK-GCS-PEDCO-120-IN-DT-0006 | BK-GCS-PEDCO-120-IN-PY-0003 | BK-GCS-PEDCO-120-IN-PY-0003 | BK-GCS-PEDCO-120-IN-PY-0003 | BK-GCS-PEDCO-120-IN-PY-0003 | BK-GCS-PEDCO-120-IN-PY-0003 | 3.6 | 3.6 | 0.1 | 0.1 | 85 | 85 | AMB | AMB | D02
500 | Glycol Sump Drum | Glycol Sump Drum | Glycol Sump Drum | PG-2294 | PG-2294 | Pressure Gauge | Pressure Gauge | V-2107 | V-2107 | V-2107 | V-2107 | V-2107 | BK-GCS-PEDCO-120-PR-PI-0025 | BK-GCS-PEDCO-120-PR-PI-0025 | BK-GCS-PEDCO-120-PR-PI-0025 | BK-GCS-PEDCO-120-PR-PI-0025 | BK-GCS-PEDCO-120-PR-PI-0025 | BK-GCS-PEDCO-120-PR-PI-0025 | GAS | GAS | GAS | BK-GCS-PEDCO-120-IN-DT-0001 | BK-GCS-PEDCO-120-IN-DT-0001 | BK-GCS-PEDCO-120-IN-DT-0001 | BK-GCS-PEDCO-120-IN-DT-0001 | BK-GCS-PEDCO-120-IN-PY-0003 | BK-GCS-PEDCO-120-IN-PY-0003 | BK-GCS-PEDCO-120-IN-PY-0003 | BK-GCS-PEDCO-120-IN-PY-0003 | BK-GCS-PEDCO-120-IN-PY-0003 | 3.6 | 3.6 | 0.1 | 0.1 | 85 | 85 | AMB | AMB | D02

## Sheet1
NISOC | [9 empty] | نگهداشت و افزایش تولید میدان نفتی بینک سطح‌الارض احداث رديف تراكم گاز در ايستگاه جمع آوري بينك
PROCESS DATA SHEETS FOR INSTRUMENT DEVICES
شماره پیمان: | [9 empty] | پروژه |  | بسته کاری |  | صادرکننده |  | تسهیلات |  | رشته |  | نوع مدرک |  | سریال |  |  |  | نسخه |  |  |  | شماره صفحه: 30 از 32
9184 – 073 - 053 | [9 empty] | BK |  | GCS |  | PEDCO |  | 120 |  | PR |  | DT |  | 0032 |  |  |  | D02
IDENTIFICATION | [7 empty] | REFERENCE | [22 empty] | PRESSURE |  |  |  | TEMPERATURE |  |  |  | REV.
ITEM | PROJECT PART |  |  | TAG NAME |  | DESCRIPTION |  | LINE/ EQUIPMENT |  |  |  |  | P&ID NO. | [5 empty] | SERVICE |  |  | DATA SHEET NO. |  |  |  | LOCAION LAYOUT DWG NO. |  |  |  |  | DESIGN (BARG) |  | OPER. (BARG) |  | DESIGN (°C) |  | OPER. (°C)
495 | Glycol Sump Drum | Glycol Sump Drum | Glycol Sump Drum | PRV-2292 | PRV-2292 | Pressure Relief Valve | Pressure Relief Valve | NIT-111-0009-AN04-1"-PT | NIT-111-0009-AN04-1"-PT | NIT-111-0009-AN04-1"-PT | NIT-111-0009-AN04-1"-PT | NIT-111-0009-AN04-1"-PT | BK-GCS-PEDCO-120-PR-PI-0025 | BK-GCS-PEDCO-120-PR-PI-0025 | BK-GCS-PEDCO-120-PR-PI-0025 | BK-GCS-PEDCO-120-PR-PI-0025 | BK-GCS-PEDCO-120-PR-PI-0025 | BK-GCS-PEDCO-120-PR-PI-0025 | GAS | GAS | GAS | BK-GCS-PEDCO-120-IN-DT-0009 | BK-GCS-PEDCO-120-IN-DT-0009 | BK-GCS-PEDCO-120-IN-DT-0009 | BK-GCS-PEDCO-120-IN-DT-0009 | BK-GCS-PEDCO-120-IN-PY-0003 | BK-GCS-PEDCO-120-IN-PY-0003 | BK-GCS-PEDCO-120-IN-PY-0003 | BK-GCS-PEDCO-120-IN-PY-0003 | BK-GCS-PEDCO-120-IN-PY-0003 | 3.6 | 3.6 | 0.1 | 0.1 | 85 | 85 | AMB | AMB | D02
496 | Glycol Sump Drum | Glycol Sump Drum | Glycol Sump Drum | PSV-2293 | PSV-2293 | Pressure Saftey Valve | Pressure Saftey Valve | TEG-111-0113-AN04-2"-PT | TEG-111-0113-AN04-2"-PT | TEG-111-0113-AN04-2"-PT | TEG-111-0113-AN04-2"-PT | TEG-111-0113-AN04-2"-PT | BK-GCS-PEDCO-120-PR-PI-0025 | BK-GCS-PEDCO-120-PR-PI-0025 | BK-GCS-PEDCO-120-PR-PI-0025 | BK-GCS-PEDCO-120-PR-PI-0025 | BK-GCS-PEDCO-120-PR-PI-0025 | BK-GCS-PEDCO-120-PR-PI-0025 | GAS | GAS | GAS | BK-GCS-PEDCO-120-IN-DT-0009 | BK-GCS-PEDCO-120-IN-DT-0009 | BK-GCS-PEDCO-120-IN-DT-0009 | BK-GCS-PEDCO-120-IN-DT-0009 | BK-GCS-PEDCO-120-IN-PY-0003 | BK-GCS-PEDCO-120-IN-PY-0003 | BK-GCS-PEDCO-120-IN-PY-0003 | BK-GCS-PEDCO-120-IN-PY-0003 | BK-GCS-PEDCO-120-IN-PY-0003 | 3.5 | 3.5 | 0.1 | 0.1 | 85 | 85 | AMB | AMB | D02
497 | Glycol Sump Drum | Glycol Sump Drum | Glycol Sump Drum | PG-2293 | PG-2293 | Pressure Gauge | Pressure Gauge | TEG-111-0011-AN04-2"-PT | TEG-111-0011-AN04-2"-PT | TEG-111-0011-AN04-2"-PT | TEG-111-0011-AN04-2"-PT | TEG-111-0011-AN04-2"-PT | BK-GCS-PEDCO-120-PR-PI-0025 | BK-GCS-PEDCO-120-PR-PI-0025 | BK-GCS-PEDCO-120-PR-PI-0025 | BK-GCS-PEDCO-120-PR-PI-0025 | BK-GCS-PEDCO-120-PR-PI-0025 | BK-GCS-PEDCO-120-PR-PI-0025 | LIQUID | LIQUID | LIQUID | BK-GCS-PEDCO-120-IN-DT-0001 | BK-GCS-PEDCO-120-IN-DT-0001 | BK-GCS-PEDCO-120-IN-DT-0001 | BK-GCS-PEDCO-120-IN-DT-0001 | BK-GCS-PEDCO-120-IN-PY-0003 | BK-GCS-PEDCO-120-IN-PY-0003 | BK-GCS-PEDCO-120-IN-PY-0003 | BK-GCS-PEDCO-120-IN-PY-0003 | BK-GCS-PEDCO-120-IN-PY-0003 | 2.6 | 2.6 | 2.1 | 2.1 | 85 | 85 | AMB | AMB | D02
498 | Glycol Sump Drum | Glycol Sump Drum | Glycol Sump Drum | PIT-2191 | PIT-2112 | Pressure Indicating Transmitter | Pressure Indicating Transmitter | V-2107 | V-2107 | V-2107 | V-2107 | V-2107 | BK-GCS-PEDCO-120-PR-PI-0025 | BK-GCS-PEDCO-120-PR-PI-0025 | BK-GCS-PEDCO-120-PR-PI-0025 | BK-GCS-PEDCO-120-PR-PI-0025 | BK-GCS-PEDCO-120-PR-PI-0025 | BK-GCS-PEDCO-120-PR-PI-0025 | LIQUID | LIQUID | LIQUID | BK-GCS-PEDCO-120-IN-DT-0004 | BK-GCS-PEDCO-120-IN-DT-0004 | BK-GCS-PEDCO-120-IN-DT-0004 | BK-GCS-PEDCO-120-IN-DT-0004 | BK-GCS-PEDCO-120-IN-PY-0003 | BK-GCS-PEDCO-120-IN-PY-0003 | BK-GCS-PEDCO-120-IN-PY-0003 | BK-GCS-PEDCO-120-IN-PY-0003 | BK-GCS-PEDCO-120-IN-PY-0003 | 3.6 | 3.6 | 0.1 | 0.1 | 85 | 85 | AMB | AMB | D02
499 | Glycol Sump Drum | Glycol Sump Drum | Glycol Sump Drum | LIT-2293 | LIT-2293 | Level Indicating Transmitter | Level Indicating Transmitter | V-2107 | V-2107 | V-2107 | V-2107 | V-2107 | BK-GCS-PEDCO-120-PR-PI-0025 | BK-GCS-PEDCO-120-PR-PI-0025 | BK-GCS-PEDCO-120-PR-PI-0025 | BK-GCS-PEDCO-120-PR-PI-0025 | BK-GCS-PEDCO-120-PR-PI-0025 | BK-GCS-PEDCO-120-PR-PI-0025 | LIQUID | LIQUID | LIQUID | BK-GCS-PEDCO-120-IN-DT-0006 | BK-GCS-PEDCO-120-IN-DT-0006 | BK-GCS-PEDCO-120-IN-DT-0006 | BK-GCS-PEDCO-120-IN-DT-0006 | BK-GCS-PEDCO-120-IN-PY-0003 | BK-GCS-PEDCO-120-IN-PY-0003 | BK-GCS-PEDCO-120-IN-PY-0003 | BK-GCS-PEDCO-120-IN-PY-0003 | BK-GCS-PEDCO-120-IN-PY-0003 | 3.6 | 3.6 | 0.1 | 0.1 | 85 | 85 | AMB | AMB | D02
500 | Glycol Sump Drum | Glycol Sump Drum | Glycol Sump Drum | PG-2294 | PG-2294 | Pressure Gauge | Pressure Gauge | V-2107 | V-2107 | V-2107 | V-2107 | V-2107 | BK-GCS-PEDCO-120-PR-PI-0025 | BK-GCS-PEDCO-120-PR-PI-0025 | BK-GCS-PEDCO-120-PR-PI-0025 | BK-GCS-PEDCO-120-PR-PI-0025 | BK-GCS-PEDCO-120-PR-PI-0025 | BK-GCS-PEDCO-120-PR-PI-0025 | GAS | GAS | GAS | BK-GCS-PEDCO-120-IN-DT-0001 | BK-GCS-PEDCO-120-IN-DT-0001 | BK-GCS-PEDCO-120-IN-DT-0001 | BK-GCS-PEDCO-120-IN-DT-0001 | BK-GCS-PEDCO-120-IN-PY-0003 | BK-GCS-PEDCO-120-IN-PY-0003 | BK-GCS-PEDCO-120-IN-PY-0003 | BK-GCS-PEDCO-120-IN-PY-0003 | BK-GCS-PEDCO-120-IN-PY-0003 | 3.6 | 3.6 | 0.1 | 0.1 | 85 | 85 | AMB | AMB | D02